## PartList
Part Code | Part Name | Brand | Equipment | Unit Price
26684 | FUSES T 5A 5X20 (10) | STAGO | STA WORKCELL MAX
86385 | SAMPLE JADAK BCR | STAGO | STA WORKCELL MAX | 515.686
86437 | BELT TENSIONER EQUIPPED PULLEY | STAGO | STA WORKCELL MAX
86438 | DISPATCHER CONVEYING BELT | STAGO | STA WORKCELL MAX
86439 | LONG TRACK CONVEYING BELT | STAGO | STA WORKCELL MAX
86440 | SHORT TRACK-OUTPUT CONVEY BELT | STAGO | STA WORKCELL MAX
86441 | TRANSFERT CONVEYING BELT | STAGO | STA WORKCELL MAX
86442 | INTERMEDIATE CONVEYING BELT | STAGO | STA WORKCELL MAX
86445 | WORKCELL SCREW CAPS KIT | STAGO | STA WORKCELL MAX
86449 | HETTICH CENTRIFUGE ROTOR | STAGO | STA WORKCELL MAX
86450 | HETTICH CENTRIFUGE BUCKET (X4) | STAGO | STA WORKCELL MAX
86451 | FRONT PUSHER RETROFIT KIT | STAGO | STA WORKCELL MAX
86452 | REAR PUSHER RETROFIT KIT | STAGO | STA WORKCELL MAX
86587 | WORKCELL MAX SECURITY SWITCH | STAGO | STA WORKCELL MAX
86764 | HOT RESTART RETROFIT KIT | STAGO | STA WORKCELL MAX
87120 | WORKCELL MAX COMPUTER | STAGO | STA WORKCELL MAX
87121 | WORKCELL MAX CAN MODULE | STAGO | STA WORKCELL MAX
87122 | DISPATCHER 10.1â€ TOUCH SCREEN | STAGO | STA WORKCELL MAX
87123 | OPTICAL SENSOR | STAGO | STA WORKCELL MAX
87124 | DISPATCHER PUSHER MOTOR | STAGO | STA WORKCELL MAX
87125 | FUSE 315mA (X10) | STAGO | STA WORKCELL MAX
87126 | DISPATCHER-OUTPUT MICROSWITCH | STAGO | STA WORKCELL MAX
87127 | ALARM INDICATOR BOARD | STAGO | STA WORKCELL MAX
87128 | EMERGENCY STOP BUTTON | STAGO | STA WORKCELL MAX
87129 | RACK DETECTION BARRIER BOARDS | STAGO | STA WORKCELL MAX
87130 | WORKCELL INTERFACE BOARD | STAGO | STA WORKCELL MAX
87131 | IPOS AXIS BOARD | STAGO | STA WORKCELL MAX
87132 | BELT CONVEYING MOTOR | STAGO | STA WORKCELL MAX | 251.2719
87133 | WORKCELL HMI BOARD | STAGO | STA WORKCELL MAX
87134 | TURN TABLE ROTATION BELT | STAGO | STA WORKCELL MAX
87135 | ILLUMINATED BUTTON | STAGO | STA WORKCELL MAX
87136 | REARM BUTTON | STAGO | STA WORKCELL MAX
87137 | COVER DETECTION MICROSWITCH | STAGO | STA WORKCELL MAX | 69.3
87138 | POWER SUPPLY 20A | STAGO | STA WORKCELL MAX
87139 | TRACK TRANSPARENT COVER | STAGO | STA WORKCELL MAX
87140 | TURN TABLE-FEEDER-OUTPUT MOTOR | STAGO | STA WORKCELL MAX | 197
87141 | TURN TABLE TRANSPARENT COVER | STAGO | STA WORKCELL MAX
87142 | TURN TABLE MAPPING BUTTON | STAGO | STA WORKCELL MAX
87143 | SAMPLE LOADING HOLDER (X3) | STAGO | STA WORKCELL MAX
87144 | WORKCELL MAX ALARM INDICATOR | STAGO | STA WORKCELL MAX
87145 | WHEIGHTING SCALE | STAGO | STA WORKCELL MAX
87146 | SCALE BOARD | STAGO | STA WORKCELL MAX
87147 | SWINGING ARM MOTOR | STAGO | STA WORKCELL MAX
87148 | DRAWER ELECTROMAGNETIC LOCK | STAGO | STA WORKCELL MAX
87149 | RACK FEEDER ZERO MICROSWITCH | STAGO | STA WORKCELL MAX
87150 | STAT LOADING TRANSPARENT COVER | STAGO | STA WORKCELL MAX
87151 | TRANSFER TRANSPARENT COVER | STAGO | STA WORKCELL MAX
87152 | WORKCELL MAX TLA KIT | STAGO | STA WORKCELL MAX
87153 | IPOS BOARD PROGRAMMER TOOL | STAGO | STA WORKCELL MAX
87154 | PANEL SECURITY SHUNT CABLE(X4) | STAGO | STA WORKCELL MAX
87155 | RACK GUIDE WITH WORKCELL MAX | STAGO | STA WORKCELL MAX
87161 | HETTICH TUB LOCK PARTS KIT | STAGO | STA WORKCELL MAX
87162 | HETTICH 24V-45W POWER SUPPLY | STAGO | STA WORKCELL MAX
87163 | HETTICH CONDENSER FAN (x2) | STAGO | STA WORKCELL MAX
87164 | HETTICH TUB TEMPERATURE SENSOR | STAGO | STA WORKCELL MAX
87165 | HETTICH CONDENSER TEMP. SENSOR | STAGO | STA WORKCELL MAX
87166 | HETTICH MOTOR SPEED SENSOR | STAGO | STA WORKCELL MAX
87167 | HETTICH SEALING RING | STAGO | STA WORKCELL MAX
87168 | HETTICH TOP COVER SEAL | STAGO | STA WORKCELL MAX
87169 | HETTICH HATCH CIRCUIT BOARD | STAGO | STA WORKCELL MAX
87170 | HETTICH HATCH SWITCHES | STAGO | STA WORKCELL MAX
87171 | HETTICH TOP COVER JACK (x2) | STAGO | STA WORKCELL MAX
87172 | HETTICH IMBALANCE SENSOR | STAGO | STA WORKCELL MAX
87173 | HETTICH BRAKING RESISTOR | STAGO | STA WORKCELL MAX
87174 | HETTICH CENTRIFUGE LUBRICANT | STAGO | STA WORKCELL MAX
87175 | HETTICH IMBALANCE TOOLS KIT | STAGO | STA WORKCELL MAX
87176 | HETTICH HATCH EQUIPPED MOTOR | STAGO | STA WORKCELL MAX
87177 | HETTICH STARTING RELAY | STAGO | STA WORKCELL MAX
87178 | HETTICH ROTARY KNOB | STAGO | STA WORKCELL MAX
87179 | HETTICH ROTARY ENCODER | STAGO | STA WORKCELL MAX
87180 | HETTICH MOTOR ENCODER | STAGO | STA WORKCELL MAX
87181 | HETTICH TWIST LOCK WITH 2 KEYS | STAGO | STA WORKCELL MAX
87182 | HETTICH TUB BOTTOM SEAL | STAGO | STA WORKCELL MAX
87183 | HETTICH VARISTOR | STAGO | STA WORKCELL MAX
87205 | MAPPING TOOL ARM 2 | STAGO | STA WORKCELL MAX
87206 | MAPPING TOOL ARM 1 | STAGO | STA WORKCELL MAX
87207 | MAPPING TOOL CENTRIFUGE | STAGO | STA WORKCELL MAX
87208 | WORKCELL INTERFACE BOARD V2 | STAGO | STA WORKCELL MAX
87268 | ARM 1 GRIPPER FINGERS KIT | TCOAG | STA WORKCELL MAX
87269 | ARM 2 GRIPPER FINGERS KIT | TCOAG | STA WORKCELL MAX
87284 | HETTICH CENTRIFUGE BASKETS(x4) | STAGO | STA WORKCELL MAX
87295 | OUTPUT MODULE MAPPING TOOL | STAGO | STA WORKCELL MAX
87297 | OUTPUT RACK DETECTION BOARD | STAGO | STA WORKCELL MAX
87304 | SWING ARM BELT TENS. RETROFIT | STAGO | STA WORKCELL MAX
87365 | WORKCELL ARM1 GRIPPER MOTOR | STAGO | STA WORKCELL MAX
87366 | WORKCELL ARM2 GRIPPER MOTOR | STAGO | STA WORKCELL MAX
87367 | CABLE SLEEVE 10M | STAGO | STA WORKCELL MAX
87368 | WORKCELL LM V2 KIT OF FUSES | STAGO | STA WORKCELL MAX
87369 | WORKCELL LM V2 24V/12V CONV. | STAGO | STA WORKCELL MAX
87370 | WORKCELL LM V2 PSU 24V 10A | STAGO | STA WORKCELL MAX
87371 | WORKCELL PILZ SAFETY RELAY | STAGO | STA WORKCELL MAX
87372 | WORKCELL LM V2 TOUCHSCREEN | STAGO | STA WORKCELL MAX
87373 | WORKCELL LM V2 MOTOR DRIVER | STAGO | STA WORKCELL MAX
87374 | WORKCELL LM V2 VARISTOR | STAGO | STA WORKCELL MAX
87375 | WORKCELL LM V2 PSU 48V 10A | STAGO | STA WORKCELL MAX
87376 | WORKCELL LM V2 MOXA SERVER | STAGO | STA WORKCELL MAX
87377 | WORKCELL LM V2 CPX BUS MODULE | STAGO | STA WORKCELL MAX
87378 | WORKCELL LM V2 4 LED MATTE | STAGO | STA WORKCELL MAX
87381 | WORKCELL LM V1 PLC | STAGO | STA WORKCELL MAX
87388 | ARM 1 PROTECTIVE RING | STAGO | STA WORKCELL MAX
87389 | WORKCELL CAMERA CABLE KIT V1 | STAGO | STA WORKCELL MAX
87393 | OM FEEDER MOTOR + PINION | STAGO | STA WORKCELL MAX
87394 | OM FEEDER RACK + SCREW | STAGO | STA WORKCELL MAX
87403 | CPX MODULE RETROFIT | STAGO | STA WORKCELL MAX
87407 | REAR PUSHER CABLE WITH CHAIN | STAGO | STA WORKCELL MAX
87409 | WORKCELL TRACK PULLEY | STAGO | STA WORKCELL MAX
87410 | WORKCELL TM PUSHER RUBBER | STAGO | STA WORKCELL MAX
87443 | WORKCELL LM V2 ETHERNET SWITCH | STAGO | STA WORKCELL MAX
87446 | WORKCELL LM V1 MOTOR H | STAGO | STA WORKCELL MAX
87447 | HETTICH CENTR.ADAPTORS (X20) | STAGO | STA WORKCELL MAX
87449 | LM GRIPPER PROXIMITY SENSOR | STAGO | STA WORKCELL MAX
87450 | LMV1 ARM 1 GRIP.MOT.EXT. CABLE | STAGO | STA WORKCELL MAX
87451 | WORKCELL LM MOTOR Z1 | STAGO | STA WORKCELL MAX
87452 | WORKCELL LM MOTOR Z2 | STAGO | STA WORKCELL MAX
87454 | WKC.LM V1 SAMP.DRAW. FRONT COV | STAGO | STA WORKCELL MAX
87459 | WORKCELL LM MAPPING KIT | STAGO | STA WORKCELL MAX
87462 | WORKCELL LM V2 MOTOR H | STAGO | STA WORKCELL MAX
87463 | HETTICH 110 V POWER SWITCH | STAGO | STA WORKCELL MAX
87464 | WORKCELL LM V2 UL 24V/5V CONV. | STAGO | STA WORKCELL MAX
87465 | WORKCELL LM V2 UL MOTOR DRIVER | STAGO | STA WORKCELL MAX
87479 | FLUIDIC BASE SATELLITE | STAGO | STA WORKCELL MAX
87483 | HETTICH CENTRIFUGE FEET (X4) | STAGO | STA WORKCELL MAX
87488 | WORKCELL LM V2 CAMERA | STAGO | STA WORKCELL MAX
87489 | WORKCELL LM V1 CAMERA | STAGO | STA WORKCELL MAX
87490 | LM V2 CAM2 SUPPORT RETRO.KIT | STAGO | STA WORKCELL MAX
87498 | WKC.LM V2 TRENDNET ETH.SWITCH | STAGO | STA WORKCELL MAX
87533 | WORKCELL OM PUSHER LONG SPRING | STAGO | STA WORKCELL MAX
87537 | WORKCELL LM V1 DRIVER H MOTOR | STAGO | STA WORKCELL MAX
87538 | WKC. LM V1 DRIVER SINGLE MOTOR | STAGO | STA WORKCELL MAX
87543 | WKC. ROT.TAB COVER SWITCH PIN | STAGO | STA WORKCELL MAX
87548 | LM ARM 1 GROUNDING CABLE | STAGO | STA WORKCELL MAX
87549 | LM ARM 2 GROUNDING CABLE | STAGO | STA WORKCELL MAX
87554 | QWERTY KB & MOUSE WIRELESS | STAGO | STA WORKCELL MAX
87557 | WORKCELL LM V2 CAMERA CABLE | STAGO | STA WORKCELL MAX
87558 | WKC FLAT CABLE ARM 2 GRIPPER | STAGO | STA WORKCELL MAX
87564 | WKC. LM ARM 1 CABLE CHAIN KIT | TCOAG | STA WORKCELL MAX | 47.3111
87731 | WORKCELL LM ARMS BIG CHAIN | STAGO | STA WORKCELL MAX
87847 | WORKCELL MOXA SERVER 8 PORTS | STAGO | STA WORKCELL MAX
87928 | WKC. STAT COVER HINGES KIT | STAGO | STA WORKCELL MAX
87969 | UPDATE KIT FOR TRENDNET SWITCH | STAGO | STA WORKCELL MAX
89086 | TRAY OF 15 RACKS (X2) | STAGO | STA WORKCELL MAX
89198 | 21,5 16/9 TOUCHSCREEN MONITOR" | STAGO | STA WORKCELL MAX
89459 | SECURE RS232 / RJ45 CONVERTER | STAGO | STA WORKCELL MAX
H97300 | PCB JUMPER 2.5MM (X5) | TCOAG | STA WORKCELL MAX
26485 | EU POWER CORD | STAGO | STA Satellite Max
26663 | FUSE HOLDER CAP 5X20 | STAGO | STA Satellite Max
26681 | FUSES T 6,3A 5X20 (10) | STAGO | STA Satellite Max
27208 | SENSOR TEMPERATURE MULTIMETER | STAGO | STA Satellite Max
27216 | BUFFER/GLYCOL GLASS BOTTLE | STAGO | STA Satellite Max
27458 | FILTER LIQUID | STAGO | STA Satellite Max | 47.75
27495 | VACUUM TEST TOOL | STAGO | STA Satellite Max
38055 | VACCUM SWITCH 450mB | STAGO | STA Satellite Max | 73.4508
38256 | O-RING 6X1 | STAGO | STA Satellite Max
38583 | TUBING TEFLON DIAM=2 L=5 | STAGO | STA Satellite Max
39008 | ADAPTATOR PU4 TEST VACUUM | STAGO | STA Satellite Max
39309 | PCB POWER I/O | STAGO | STA Satellite Max
39311 | CABLE FLUIDIC 24V L=240 | STAGO | STA Satellite Max
39322 | BELT CUVES ADVANCE | STAGO | STA Satellite Max | 110
39324 | CHRONOMETRIC COIL | STAGO | STA Satellite Max
39331 | PCB FLUIDICS ASSY | STAGO | STA Satellite Max
39333 | FILTER-POWER CABLE | STAGO | STA Satellite Max
39334 | CABLE RAIL MEASURE TEMP. L=200 | STAGO | STA Satellite Max
39335 | CABLE RAIL LIGHTING IR L=250 | STAGO | STA Satellite Max
39337 | CABLE RAIL HEATING L=480 | STAGO | STA Satellite Max
39338 | CABLE BUFFER DETECTION L=160 | STAGO | STA Satellite Max
39342 | CABLE RAIL MOTOR CUTTER L150 | STAGO | STA Satellite Max
39356 | NEEDLE EQUIPED | STAGO | STA Satellite Max | 510.49
39357 | SAMPLE REAGENT FAN | STAGO | STA Satellite Max
39359 | FAN RAIL | STAGO | STA Satellite Max
39362 | RAIL COVER | STAGO | STA Satellite Max
39371 | CABLE SENSOR TEMP.PELTIER L200 | STAGO | STA Satellite Max
39392 | SAMPLES/PRODUCTS BELT | STAGO | STA Satellite Max
39399 | CUTTER MOTOR | STAGO | STA Satellite Max
39535 | ADAPTATOR PU3 TEST VACUUM | STAGO | STA Satellite Max
39628 | TOOLS ILS SWITCH | STAGO | STA Satellite Max
39633 | WASTE CUVETTES | STAGO | STA Satellite Max
39635 | MAPPING TOOL | STAGO | STA Satellite Max
39638 | GASKET REAGENTS ROTOR | STAGO | STA Satellite Max
39639 | COVER CUVETTES SUPPORT | STAGO | STA Satellite Max
39643 | PCB MOTOR INTERFACE | STAGO | STA Satellite Max
39738 | FILTER LIQUID X10 | STAGO | STA Satellite Max
39760 | POSITIONER OF CARROUSEL | STAGO | STA Satellite Max
39769 | MAPPING TOOL (CUVETTE) | STAGO | STA Satellite Max
39857 | SAMPLE MAPPING TOOL | STAGO | STA Satellite Max
39979 | PCB ROTORS INTERFACE | STAGO | STA Satellite Max
39990 | TOOL ASSEMBLY OPTICAL FIBRE | STAGO | STA Satellite Max
39991 | SCREWS KIT | STAGO | STA Satellite Max
58880 | TRAINING KIT COMMON | STAGO | STA Satellite Max
58945 | STARTUP KIT STA SATELLITE | STAGO | STA Satellite Max
80003 | US POWER CORD | STAGO | STA Satellite Max
80031 | EQUIPPED ROLL HOLDER | STAGO | STA Satellite Max | 179.6546
80091 | ROTOR PRODUCTS NÂ°1 | STAGO | STA Satellite Max
80094 | ROTOR 70MM TUBES SAMPLES NÂ°1 | STAGO | STA Satellite Max
80095 | ROTOR 70MM TUBES SAMPLES NÂ°2 | STAGO | STA Satellite Max
80131 | AIR FILTERS TOOL | STAGO | STA Satellite Max
80132 | DUST FILTER (X3) | STAGO | STA Satellite Max | 61
80236 | OPTICAL SENSOR + ADAPTORS | STAGO | STA Satellite Max | 168.53
80244 | EQUIPPED RAIL COVER | STAGO | STA Satellite Max
80247 | RAIL TEMPERATURE SENSOR BOARD | STAGO | STA Satellite Max
80253 | HOUSING SCREWS KIT | STAGO | STA Satellite Max
80259 | ASSY RAIL | STAGO | STA Satellite Max
80262 | MEASUREMENT CPU BOARD+BRACKET | STAGO | STA Satellite Max
80315 | BATTERY | STAGO | STA Satellite Max
80339 | PDR INTERFACE BOARD | STAGO | STA Satellite Max
80342 | OUTLYING KIT | STAGO | STA Satellite Max
80429 | PDR ELECTROVALVE | STAGO | STA Satellite Max
80467 | DISPOSABLE CUVETTE BIN (x5) | STAGO | STA Satellite Max
80513 | BIN OPTICAL SENSOR | STAGO | STA Satellite Max
80514 | RAIL NEARNESS SENSOR (ILS) | STAGO | STA Satellite Max
80515 | REED ROTOR SWITCH TRAP | STAGO | STA Satellite Max
80648 | INFRARED LIGHT BOARD | STAGO | STA Satellite Max
80677 | RECEIVER FIBER | STAGO | STA Satellite Max
80707 | CUVETTES BIN BAG (X10) | STAGO | STA Satellite Max
80713 | MONITEUR LCD EQUIPE V3 | STAGO | STA Satellite Max
80714 | ADAPTER+90-240V POWER LCD V3 | STAGO | STA Satellite Max
80716 | UK REMOVABLE POWER CORD | STAGO | STA Satellite Max
80907 | KVM SCREEN SWITCH | STAGO | STA Satellite Max
80924 | PCB 4 AXIS (MPP4) | STAGO | STA Satellite Max | 851.76
80987 | RAIL MOTOR PULLEY V1 | STAGO | STA Satellite Max
80988 | RAIL AND ARM SILENTBLOCS (X4) | STAGO | STA Satellite Max
80992 | EQUIPPED BLADE CUTTER GUIDE V2 | STAGO | STA Satellite Max
80995 | BLADE CUTTER V2 | STAGO | STA Satellite Max
86361 | PCB MULTIFONCTIONS V2 SAT.MAX | STAGO | STA Satellite Max
86656 | SAT. MAX PC V3 - GUI 2.01.0003 | STAGO | STA Satellite Max
86686 | SAT. MAX PC V3 - GUI 2.02.0002 | STAGO | STA Satellite Max
87034 | BAR CODE READER CABLE V2 | STAGO | STA Satellite Max
87300 | PCB 4 AXIS (MPP4) - FW 3.17 | STAGO | STA Satellite Max
87302 | PCB MAIN RACK V2 | STAGO | STA Satellite Max
87306 | EQUIPPED CAMERA + BRACKET | STAGO | STA Satellite Max
87421 | BAR CODE READER | STAGO | STA Satellite Max
87458 | LABEL HOT SURFACE SET OF 12 | STAGO | STA Satellite Max
87525 | USB/RS232 MOXA 1110 ADAPTOR | STAGO | STA Satellite Max
87536 | 600 VA CONDITIONED UPS | STAGO | STA Satellite Max
87551 | BRAZIL C13 POWER CORD | STAGO | STA Satellite Max
87552 | BRAZIL C5 POWER CORD | STAGO | STA Satellite Max
87971 | DESKTOP PRO 400VA | STAGO | STA Satellite Max
88370 | PRODUCTS ROTOR N[1 V2 | STAGO | STA Satellite Max
88386 | EQUIPPED LCD MONITOR V4 | STAGO | STA Satellite Max
88473 | NUTS CONNECTOR NEEDLE (X2) | STAGO | STA Satellite Max
88483 | LOCKING NEEDLE KEY | STAGO | STA Satellite Max
88507 | O-RING INTERMEDIATE RESERVOIR | STAGO | STA Satellite Max
88701 | PDR MOTOR | STAGO | STA Satellite Max
88761 | TETHA BELT (CLOSED) | STAGO | STA Satellite Max
88766 | EQUIPPED LED + BRAKET | STAGO | STA Satellite Max
88773 | ARM V2 WASHERS | STAGO | STA Satellite Max
88775 | BELT TENSION METER | STAGO | STA Satellite Max
88828 | REDUCTION RING DIN 14 (X2) | STAGO | STA Satellite Max
88832 | MAINS BLOCK V2 | STAGO | STA Satellite Max
88848 | TYGON TUBING 1/8X1/4" L20M" | STAGO | STA Satellite Max | 255.7498
88890 | EQUIPPED CAMERA + BRACKET | STAGO | STA Satellite Max
88903 | EFFLUENT STATION FASTENER KIT | STAGO | STA Satellite Max
88904 | EXTERN.TUBING EFFLUENT STATION | STAGO | STA Satellite Max
88914 | BLUE PRODUCT SIDE PROTECTION | STAGO | STA Satellite Max
88915 | BLUE SAMPLE SIDE PROTECTION | STAGO | STA Satellite Max
88916 | BLUE CENTER PROTECTION | STAGO | STA Satellite Max
88917 | WHITE ARM AXIS COVER | STAGO | STA Satellite Max
88918 | PCB RJ45 | STAGO | STA Satellite Max
88919 | MAINS BLOCK CABLE | STAGO | STA Satellite Max
88920 | EQUIPPED POWER SUPPLY (24V) | STAGO | STA Satellite Max
88921 | CABLE BUFFER DETECTION L=290 | STAGO | STA Satellite Max
88923 | PCB CCP | STAGO | STA Satellite Max
88924 | PCB MAIN RACK | STAGO | STA Satellite Max
88925 | EQUIPPED FUSES BOARD | STAGO | STA Satellite Max
88934 | DISPENSING HEAD COVERS | STAGO | STA Satellite Max
88936 | ESP/CCP JUNCTION CABLES | STAGO | STA Satellite Max
88937 | COVER FRONT | STAGO | STA Satellite Max
88945 | AUXILIARY MATERIAL BOX | STAGO | STA Satellite Max
88947 | ASSY RAIL MODULE | STAGO | STA Satellite Max
88959 | ESP BOARD | STAGO | STA Satellite Max
88960 | Z BELT (OPENED) | STAGO | STA Satellite Max
88961 | PCB HEAD | STAGO | STA Satellite Max
89119 | FLUIDIC BASE 2 WAYS EV | STAGO | STA Satellite Max
89123 | EV BASE PRESSURE SWITCH | STAGO | STA Satellite Max | 169.1944
89183 | SHUTTER KIT | STAGO | STA Satellite Max
89217 | PHOTOMETRY BOARD V2 + FIBERS | STAGO | STA Satellite Max
89220 | EQUIPPED THETA MOTOR V2 | STAGO | STA Satellite Max
89221 | EQUIPPED Z MOTOR V2 | STAGO | STA Satellite Max
89222 | ASSY ARM V2 | STAGO | STA Satellite Max
89226 | BARCODE READER MOTOR | STAGO | STA Satellite Max
89227 | SAMPLES/REAGENTS MODULE MOTOR | STAGO | STA Satellite Max
89229 | RAIL MOTOR | STAGO | STA Satellite Max
89260 | ASSY ARM V2 | STAGO | STA Satellite Max
89264 | FLUIDIC BASE SATELLITE | STAGO | STA Satellite Max
89265 | FLUIDIC BASE PUMP | STAGO | STA Satellite Max
89266 | FLOAT | STAGO | STA Satellite Max
89267 | PREVENTIVE MAINTENANCE KIT | STAGO | STA Satellite Max
89268 | PDR INPUT CONNECTORS KIT | STAGO | STA Satellite Max
89270 | PDR ASSY | STAGO | STA Satellite Max
89271 | CONTAINERS CAPS AND CABLES V3 | STAGO | STA Satellite Max
89272 | WASHING WELL V3 | STAGO | STA Satellite Max
89273 | INTERMEDIATE RESERVOIR CAP | STAGO | STA Satellite Max
89292 | TUBING SPRING COLLAR (X10) | STAGO | STA Satellite Max
89329 | I/O POWER PCB V2 | STAGO | STA Satellite Max | 0
89353 | POWER SUPPLY AIR FILTER | STAGO | STA Satellite Max
89355 | REAR COVER | STAGO | STA Satellite Max
89356 | BLUE SAMPLES ACCESS TRAP | STAGO | STA Satellite Max
89357 | BLUE PRODUCTS ACCESS TRAP | STAGO | STA Satellite Max
89366 | PCB 4 AXIS (MPP4) | STAGO | STA Satellite Max | 851.76
89382 | PCB MULTIFUNCTIONS SAT.MAX | STAGO | STA Satellite Max
89383 | MEASUREMENT CPU BOARD FW 3.46 | STAGO | STA Satellite Max
89407 | 17 TOUCHSCREEN MONITOR" | STAGO | STA Satellite Max
89429 | SATELLITE MAX PC | STAGO | STA Satellite Max
89441 | SATELLITE MAX PC-GUI 1.0.18.2 | STAGO | STA Satellite Max
89457 | FUSES BOARD LABEL | STAGO | STA Satellite Max
89491 | CARROUSEL POSITIONER X2 | STAGO | STA Satellite Max | 64.981
89492 | PCB 4 AXIS (MPP4) - FW 3.14 | STAGO | STA Satellite Max
89493 | BOARDLESS PRODUCTS ASSY | STAGO | STA Satellite Max
89494 | BOARDLESS SAMPLE MODULE | STAGO | STA Satellite Max
89495 | EQUIPPED PELTIER ASSY | STAGO | STA Satellite Max
89496 | SAT. MAX PC V2 - GUI 1.0.18.2 | STAGO | STA Satellite Max
89500 | PCB BLOCKING FOAM | STAGO | STA Satellite Max
89508 | PCB 4 AXIS (MPP4) - FW 3.16 | STAGO | STA Satellite Max
26664 | FUSE HOLDER CAP 6.3X32 | STAGO | STA R Max
26682 | FUSES T 2A 5X20 (10) | STAGO | STA R Max
26694 | FUSE T 15A 6.3x32 (10) | STAGO | STA R Max
26699 | LAMP HALOGEN | STAGO | STA R Max | 95.59
27009 | MEMBRANES KIT VALCOR PUMP | STAGO | STA R Max
27150 | MAINS FUSE HOLDER + CAP | STAGO | STA R Max
27165 | MEMBRANES KIT VACUUM PUMP | STAGO | STA R Max | 287.5399
27171 | SWITCH FOR CONTAINER ASSY | STAGO | STA R Max
27187 | SMALL ROLL AXIS | STAGO | STA R Max
27198 | NIPPLE PU3-PU4 | STAGO | STA R Max
27215 | BOX BLACK 375X270X75 | STAGO | STA R Max
27224 | FUSIBLE T 10A 6,3x32 UL (*10) | STAGO | STA R Max
27307 | NEEDLE ARM No.3 WITH NUT | STAGO | STA R Max | 219.7046
27371 | TUBING VALCOR-SYRINGE HEAD | STAGO | STA R Max
27530 | O RINGS/TEFLON TIPS (X6) | STAGO | STA R Max | 95.7079
27538 | SYRINGE AND O RING | STAGO | STA R Max | 393.91
27574 | MAINS FILTER | STAGO | STA R Max
27575 | FUSE T 6.25A 6.3x32 (10) | STAGO | STA R Max
27576 | FUSES T 2A 6,3X32 (10) | STAGO | STA R Max
27578 | FUSE T5A 6,3X32 (10) | STAGO | STA R Max
38016 | NUT FOR NIPPLE-PU3 TUBING | STAGO | STA R Max
38018 | CLIPS RETAINING FLOAT (X3) | STAGO | STA R Max
38120 | THERMAL SWITCH 60Â°C | STAGO | STA R Max
38125 | PHOTOMETRY BOX FAN FILTER | STAGO | STA R Max
38137 | NIPPLE STRAIGHT-PU4 TUBING | STAGO | STA R Max
38160 | CAP STA-CLEANER SOLUTION | STAGO | STA R Max
38162 | NIPPLE STRAIGHT-PU3 TUBING | STAGO | STA R Max
38168 | CONT.ASSY SWITCH SCREW L=30.70 | STAGO | STA R Max
38169 | CONNECTOR NEEDLE TUBING | STAGO | STA R Max
38171 | SUPPORT HEAD Z2/Z3/Z4 | STAGO | STA R Max
38186 | SUPPORT DRIVEN PULLEY-PRODUCT | STAGO | STA R Max
38187 | PULLEY DRIVEN-PRODUCT DRAWER | STAGO | STA R Max
38195 | DRAWER CASSETTE MILLED SCREW | STAGO | STA R Max
38252 | NIPPLE ELBOW FEMALE PU4-G1/4 | STAGO | STA R Max
38253 | NIPPLE 4-WAY | STAGO | STA R Max
38254 | O-RING 42x2.6 | STAGO | STA R Max
38255 | O-RING 5X1 | STAGO | STA R Max
38260 | SILENCER | STAGO | STA R Max
38261 | NIPPLE Y TYPE | STAGO | STA R Max
38262 | CAP ELECTROVALVE | STAGO | STA R Max
38263 | O-RING 9.5x1 | STAGO | STA R Max
38266 | SPRING TUBING PU3 L=1M | STAGO | STA R Max
38267 | SPRING TUBING PU4 L=1M | STAGO | STA R Max
38269 | CLIP ADHESIVE+LOCK | STAGO | STA R Max
38276 | CARDAN CONVEYOR MOTOR | STAGO | STA R Max
38280 | Y ARM BELT | STAGO | STA R Max
38291 | FIBER OPTIC EMITTING(X9) | STAGO | STA R Max
38292 | FIBER OPTIC-RECEIVING L300(X1) | STAGO | STA R Max
38307 | PCB PIPETOR ASSY | STAGO | STA R Max
38309 | PCB ARM JUNCTION | STAGO | STA R Max
38310 | PCB HEATING HEAD N 3 | STAGO | STA R Max
38314 | PCB HEATING MEASURE | STAGO | STA R Max
38318 | PCB MULTIFUNCTIONS MAIN RACK | STAGO | STA R Max
38319 | PCB Z1 DIRECT CURRENT | STAGO | STA R Max
38321 | PCB COOLING UNIT RELAY V.2 | STAGO | STA R Max
38328 | GROUND CABLE L=300 | STAGO | STA R Max
38329 | GROUND CABLE L=250 | STAGO | STA R Max
38331 | ARM 2/3/4 GROUND CABLE | STAGO | STA R Max
38334 | CABLE MAIN RACK-PIPETORS ASSY | STAGO | STA R Max
38336 | CABLE MAIN RACK-ARM 1 | STAGO | STA R Max
38337 | CABLE MAIN RACK-ARM 2 | STAGO | STA R Max
38338 | CABLE MAIN RACK-ARM 3 | STAGO | STA R Max
38339 | CABLE MAIN RACK-ARM 4 | STAGO | STA R Max
38341 | CABLE BACKPLANE/SHUTTLE CONV. | STAGO | STA R Max
38351 | CABLE MAIN RACK-PROD. BARCODE | STAGO | STA R Max
38352 | CABLE MAIN RACK-SAMPLE BARCODE | STAGO | STA R Max
38354 | CABLE MAIN RACK-PRODUCT DRAWER | STAGO | STA R Max
38355 | CABLE-MAIN RACK-PCB CAROUSEL-1 | STAGO | STA R Max
38356 | CABLE-MAIN RACK-PCB CAROUSEL-3 | STAGO | STA R Max
38357 | CABLE MAIN RACK-MEASURE ASSY | STAGO | STA R Max
38363 | CABLE-TÂ°PROBE-PRODUCT DRAWER | STAGO | STA R Max
38370 | SWITCH-PUSH BUTTON | STAGO | STA R Max
38375 | ELECTROVALVES-BLOCK 3x2 WAYS | STAGO | STA R Max
38376 | CAPACITOR 100000ÂµF 40V | STAGO | STA R Max
38378 | FAN 92X92X25-230V | STAGO | STA R Max
38379 | FAN 119X119X25 | STAGO | STA R Max
38384 | MOTOR PRODUCT DRAWER | STAGO | STA R Max
38389 | MOTOR DC TUBE ROTATION | STAGO | STA R Max
38407 | BEARING REAR HEAD NÂ°2/3/4 | STAGO | STA R Max
38409 | AXIS-DRIVEN PULLEY Y | STAGO | STA R Max
38412 | SUPPORT REAR MVT X | STAGO | STA R Max
38471 | BEARING REAR HEAD NÂ°1 | STAGO | STA R Max
38517 | FILTER AIR 549X157 | STAGO | STA R Max
38525 | BALL BEARING 4X11X4 | STAGO | STA R Max
38537 | PCB DC FUSES | STAGO | STA R Max
38540 | REED SWITCH-RACK CONVEYOR | STAGO | STA R Max
38541 | REED SWITCH-UPPER COVER | STAGO | STA R Max
38543 | FAN COOLING UNIT V.2 | STAGO | STA R Max
38558 | WASHING WELL NÂ°2/NÂ°3 | STAGO | STA R Max | 155
38565 | WASHING WELL NÂ°1 | STAGO | STA R Max | 204
38580 | TUBING PVC 7X8 L1 RED | STAGO | STA R Max
38586 | VARISTOR WITH CABLES | STAGO | STA R Max
38606 | SUPPORT CONTAINER ASSY/SWITCHS | STAGO | STA R Max
38608 | WATER TRAP | STAGO | STA R Max
38627 | FIBER OPTIC 2.2X1220 (X1) | STAGO | STA R Max
38628 | FIBER OPTIC 2.2X530 (X1) | STAGO | STA R Max
38630 | ADAPTOR VACUUM TEST TOOL | STAGO | STA R Max
38652 | PCB MULTIFUNCTIONS HEAD N 4 | STAGO | STA R Max
38735 | TOOL FIBER OPTIC TESTER | STAGO | STA R Max
38744 | TUBING TEFLON DIAM=1.7 L=5 | STAGO | STA R Max
38745 | PCB AC FUSES | STAGO | STA R Max
38755 | BOTTLE GLASS VACUUM RESERVOIR | STAGO | STA R Max | 139
38757 | RESERVOIR VACUUM | STAGO | STA R Max
38777 | TRAY OF 5 RACKS (X1) | STAGO | STA R Max
38811 | O-RING D7.5X2.5 | STAGO | STA R Max
38817 | PCB MAIN RACK | STAGO | STA R Max
38824 | NIPPLE STRAIGHT-PU4 TUBING PP | STAGO | STA R Max
38825 | NIPPLE STRAIGHT-PU3 TUBING PP | STAGO | STA R Max
38840 | PHOTOMETRY BOX FILTER+SUPPORT | STAGO | STA R Max
38869 | PHOTOMETRY BOX FAN | STAGO | STA R Max
38874 | TUBING PVC 4X6 L10 | STAGO | STA R Max
38875 | TUBING PUR-2.9X4.3 L10 | STAGO | STA R Max
38901 | NIPPLE PU3-PU3 | STAGO | STA R Max
38911 | TUBING PE 4X6 L10 | STAGO | STA R Max
38912 | TUBING PUR 4X6 L10 | STAGO | STA R Max
38931 | PROTECTION AGAINST RACK FAL. | STAGO | STA R Max
38934 | NIPPLE ELBOW-TUBING G1/8 PP | STAGO | STA R Max
38960 | SHUTTLE STA-R & STA-R MAX | STAGO | STA R Max | 24.2728
38991 | CUVETTE TEMPERATURE V.2 | STAGO | STA R Max
38992 | FLOW LIMITER PU4/PU4 | STAGO | STA R Max
38993 | COVER MEASUREMENT ASSY V.2 | STAGO | STA R Max | 62.46
39011 | CUVETTE MAPPING | STAGO | STA R Max | 95.71
39018 | MAPPING TOOL | STAGO | STA R Max
39134 | WHEEL TUBE ROTATION | STAGO | STA R Max | 73.4142
39147 | BOX OF 10 RACKS | STAGO | STA R Max
39152 | NYLON SCREWS M3x8 (X5) | STAGO | STA R Max
39164 | NEEDLE N[1 PIERCING STA-R A | STAGO | STA R Max
39169 | ASSY STIRRING-PROD. DRAWER V2 | STAGO | STA R Max
39200 | WELL PIERCING WASHING | STAGO | STA R Max
39208 | MOTOR Z DC (PIERCING) | STAGO | STA R Max | 498
39221 | SUPPORT SUCTION TIP | STAGO | STA R Max
39234 | HEAD MEASURE VMIN=150Âµl COLO | STAGO | STA R Max
39240 | PUMP VALCOR | STAGO | STA R Max
39249 | NEEDLE NÂ°1 STANDARD V.3 | STAGO | STA R Max | 255
39250 | NEEDLE NÂ°2 V2 | STAGO | STA R Max | 331.5966
39252 | DISTRIBUTER FLUIDIC 5 CHANNELS | STAGO | STA R Max
39253 | TUBING SYRINGE HEAD-NEEDLE | STAGO | STA R Max
39265 | HITACHI RACK TUBE ROT.WHEEL X2 | STAGO | STA R Max
39272 | METAL SPRING STRIP AXIS Z (X3) | STAGO | STA R Max
39278 | TUBING PE 3X4.3 L10 | STAGO | STA R Max
39297 | NIPPLE TUBE Z (X3) | STAGO | STA R Max
39369 | ASSY LAMP SUPPORT | STAGO | STA R Max
39444 | ALL AXIS ANTI-ROTATION SCREW | STAGO | STA R Max
39598 | TOOL TO PERFORM THE TUBINGS | STAGO | STA R Max
39600 | O-RING D7,1X2 TOOL (X10) | STAGO | STA R Max
39607 | NIPPLE ELBOW-TUBING PU4-G1/8X2 | STAGO | STA R Max
39609 | TUBING FEP DI=1 DE=1.85 L=5 | STAGO | STA R Max
39610 | ELECTROVALVE 2 WAY SIRAI | STAGO | STA R Max
39629 | ELECTROVALVES WELL EQUIPPED X3 | STAGO | STA R Max
39665 | CHAIN DRAWERS GROUND CABLE X5 | STAGO | STA R Max
39772 | TRAYS OF 5 RACKS (X10) | STAGO | STA R Max
39863 | FUSES T 10A 5X20 (10) | STAGO | STA R Max
39880 | FUSES T1A 5X20 (10) | STAGO | STA R Max
58881 | TRAINING KIT STAR&STA R MAX | STAGO | STA R Max
58925 | STARTUP KIT STA R MAX | STAGO | STA R Max
80070 | BRIDGE DIODE 35A 600V | STAGO | STA R Max
80106 | PCB MULTIFUNCTIONS HEAD 1+2 | STAGO | STA R Max
80116 | FLAT O-RING DIAM.45*31 TH.2MM | STAGO | STA R Max
80121 | INTERMEDIATE RESERVOIR | STAGO | STA R Max
80141 | NEEDLE PROTECTION | STAGO | STA R Max
80142 | NEEDLE NUTS (3+1) | STAGO | STA R Max
80162 | PCB INTERFACE I/O PC V.4 | STAGO | STA R Max
80165 | EPROM MCC VER. 1.02 | STAGO | STA R Max
80181 | TLA PCB I/O | STAGO | STA R Max
80199 | EQUIPED AXIS CUVETTE ROLL | STAGO | STA R Max
80224 | EU REMOVABLE POWER CORD | STAGO | STA R Max
80226 | US REMOVABLE POWER CORD | STAGO | STA R Max
80228 | UK REMOVABLE POWER CORDS KIT | STAGO | STA R Max
80343 | SOFT STYLET KIT (10) | STAGO | STA R Max
80432 | MOTOR-CUVETTE ROLL DRIVE | STAGO | STA R Max
80708 | PULLEY DRIVEN RACK X1 X2 | STAGO | STA R Max
80719 | VALCOR/EV 3X2 WAYS TUBING KIT | STAGO | STA R Max
80720 | ENDUCTION FINGERS GLOVES | STAGO | STA R Max
80723 | TUBING DIAM 1.1 FORMING TOOL | STAGO | STA R Max
80785 | LLD CABLE (X1) | STAGO | STA R Max | 82.9731
80787 | LLD CABLE (X3) | STAGO | STA R Max | 235.49
80788 | ADJUSTABLE REAR PUSHER | STAGO | STA R Max
80810 | HEATING TUBE | STAGO | STA R Max
80909 | CPR SPY RS232 CABLE M/F+F/F | STAGO | STA R Max
80925 | SUPPORT HEAD Z1 | STAGO | STA R Max
80926 | PBR STIRRUP AXIS | STAGO | STA R Max
80927 | PBR SHORT CAM CLUTCH | STAGO | STA R Max
80928 | HEAD Z1 LLD | STAGO | STA R Max
80929 | PBR WEDGES TUNING | STAGO | STA R Max
80931 | PBR CAP PIERCING KIT STA-R | STAGO | STA R Max
80933 | PBR CLICK | STAGO | STA R Max
80934 | PBR STANDARD EQUIPPED FOOT | STAGO | STA R Max
80949 | MPP4 BOARD FRONTPLATE | STAGO | STA R Max
80970 | IMP BOX POWER SUPPLY | STAGO | STA R Max
86364 | TUBING PVC S 2,9 x 4,3 L10 | STAGO | STA R Max | 44.0501
86367 | RINSING EV DISTRIBUTOR V3 | STAGO | STA R Max
86369 | STAR MAX MAX PSR BOARD | STAGO | STA R Max | 211.6353
86381 | PRODUCTS DRAWER | STAGO | STA R Max
86384 | CONVEYOR HEIGHT MAPPING TOOLV2 | STAGO | STA R Max
86387 | DC MOTOR PCB V4 - FW 3.03 | STAGO | STA R Max | 993.7335
86390 | I/O TLA PCB | STAGO | STA R Max
86391 | DXA TLA KIT WITHOUT PLATFORM | STAGO | STA R Max
86392 | DXA TLA KIT WITH PLATFORM | STAGO | STA R Max
86394 | ASSY CUVETTE LOADER V2 | STAGO | STA R Max
86395 | MOTOR CUVETTE LOADER | STAGO | STA R Max
86396 | MOTOR-SHUTTLE STOP-SINGLE | STAGO | STA R Max | 409.2884
86397 | MOTOR-SHUTTLE STOP-DUAL | STAGO | STA R Max | 875
86403 | PC I/O INTERFACE PCB V5 FW1.14 | STAGO | STA R Max
86430 | ANTI ROTATING RINGS RACK T711 | STAGO | STA R Max
86453 | CHECK VALVE UPDATE KIT | STAGO | STA R Max
86454 | CHECK VALVE | STAGO | STA R Max
86458 | RACK CONVEYOR PCB FW 7,13 | STAGO | STA R Max
86459 | RACK CONVEYOR PCB V3 FW 7,06 | STAGO | STA R Max
86644 | PHOTOMETRY CONTROL BOARD V7 | STAGO | STA R Max
86645 | PHOTOMETRY BOX V7 | STAGO | STA R Max
86651 | VACUUM PUMP V2 | STAGO | STA R Max
86653 | STAR VACUUM PUMP V2 SUPPORT | STAGO | STA R Max
86657 | RACK CONVEYOR PCB V3 FW 7.15 | STAGO | STA R Max
86725BR | PACK ACCESS STA R MAX EXPERT | STAGO | STA R Max
86975 | SAMPLE JADAK BCR MAPPING TOOL | STAGO | STA R Max
87029 | INDEX PIPETOR RACK | STAGO | STA R Max
87032 | YEARLY ADDITIONAL PM KIT | STAGO | STA R Max
87063 | SUCTION TIP V5 (X2) | STAGO | STA R Max | 26.24
87070 | TUBE Z4 WITH SUCTION TIP V5 | STAGO | STA R Max
87077 | GRIPPING NIPPLES + TUBING KIT | STAGO | STA R Max
87093 | PCB BACKPLANE 4 SLOTS | STAGO | STA R Max
87097 | EQUIPED PHOTO. MOTOR SUPPORT | STAGO | STA R Max | 0
87249 | 1920VA POWER CONDITIONER | STAGO | STA R Max
87250 | 2000VA UPS | STAGO | STA R Max
87265 | PC V4 WINDOWS 10 LTSC 2021 | STAGO | STA R Max
87271 | DISPLAY PORT TO VGA ADAPTER | STAGO | STA R Max
87281 | SAMPLE JADAK BCR | STAGO | STA R Max
87308 | STAR MAX PBRA STIRRUP | STAGO | STA R Max
87362 | PBRA Z1 TUBE | STAGO | STA R Max
87380 | STA R MAX HIL MODULE | STAGO | STA R Max
87408 | PC V4 WINDOWS 10 LTSC 2021 | STAGO | STA R Max
87481 | RINSING FLUIDIC BASE STAR | STAGO | STA R Max
87484 | PSR MODULE STA R MAX | STAGO | STA R Max
87487 | TRAY HANDLE RETRACTABLE | STAGO | STA R Max
87504 | ARM 3 GROUND CABLE KIT | STAGO | STA R Max
87518 | RACK T711 GUIDE RAILS (X2) | STAGO | STA R Max
87520 | DC MOTOR PCB V3 - FW 2.33 | STAGO | STA R Max
87529 | STAR MAX ACCESS PACK QW CN | STAGO | STA R Max
87534 | 2200 VA CONDITIONED UPS | STAGO | STA R Max
87550 | BRAZIL C19W POWER CORD | STAGO | STA R Max
87732 | DC MOTOR PCB V3 - FW 2.34 | STAGO | STA R Max
87973 | INTEGRITY MAX LT 2KVA | STAGO | STA R Max
88150 | RACK WHITE STICKERS KIT (x20) | STAGO | STA R Max
88151 | RACK PINK STICKERS KIT (x20) | STAGO | STA R Max
88152 | RACK BLUE STICKERS KIT (x20) | STAGO | STA R Max
88153 | RACK RED STICKERS KIT (x20) | STAGO | STA R Max
88154 | RACK YELLOW STICKERS KIT (x20) | STAGO | STA R Max
88155 | RACK GREEN STICKERS KIT (x20) | STAGO | STA R Max
88156 | RACK BROWN STICKERS KIT (x20) | STAGO | STA R Max
88160 | DRAWER GROUND CABLE UPDATE X1 | STAGO | STA R Max
88161 | DRAWERS GROUND CABLE X1 | STAGO | STA R Max
88320 | PCB-RACK CONVEYOR DRIVER V3 | STAGO | STA R Max | 145
88321 | PBR WEDGES TUNING | STAGO | STA R Max
88329 | SUCTION TIP V5 MAPPING TOOLS | STAGO | STA R Max
88333 | KIT LLD RACK (NO STAGO) | STAGO | STA R Max
88334 | TUBE ROTATION UPGRADE KIT | STAGO | STA R Max
88335 | MOTOR ACTUATOR TUBE ROTAT. V.3 | STAGO | STA R Max
88337 | KIT ADAPTATION SPRING INSERT | STAGO | STA R Max
88339 | HITACHI TUBE ROTATION ASSY | STAGO | STA R Max
88340 | MPA HITACHI RACK OPTION | STAGO | STA R Max
88344 | ADJUST.ACTUATOR TUBE ROTAT.KIT | STAGO | STA R Max
88349 | PEDIATRIC RACK + LABEL V2 (X2) | STAGO | STA R Max
88350 | PCB-RACK CONVEYOR DRIVER | STAGO | STA R Max
88351 | EPROM CCR 0&1 VER. 3.61 | STAGO | STA R Max
88366 | SUPPORT TEMPERATURE PROBE | STAGO | STA R Max
88382 | PBR TUBE Z1 W/O NEEDLE PIERC | STAGO | STA R Max
88429 | CAP-USED LIQUID CONTAINER V.3 | STAGO | STA R Max
88430 | VACUUM PUMP WITH FITTINGS | STAGO | STA R Max | 27.83
88439 | DC MOTOR PCB V2 | STAGO | STA R Max
88442 | EPROM MCC VER.1.20 | STAGO | STA R Max
88453 | TUBE ROTATION WHEEL BRACKET | STAGO | STA R Max
88460 | PHOTOMETRY BOX V6 | STAGO | STA R Max
88486 | HEAD METAL SYRINGE TYPE 2 | STAGO | STA R Max
88487 | PCB MULTIFUNCTIONS HEAD 3 | STAGO | STA R Max | 341.95
88496 | PHOTOMETRY CONTROL BOARD V6 | STAGO | STA R Max | 1590.28
88514 | TUBE Z1 WITHOUT NEEDLE PIERC. | STAGO | STA R Max
88531 | PIERCING WELL N[1 MAPPING TOOL | STAGO | STA R Max
88542 | UNIVERSAL PLATFORM | STAGO | STA R Max
88557 | MOTOR CUVETTE LOADER | STAGO | STA R Max
88566 | 22 TOUCHSCREEN MONITOR" | STAGO | STA R Max
88587 | CHAIN HEAD 1,2,3,4 | STAGO | STA R Max | 141.7642
88617 | AZERTY KEYBOARD | STAGO | STA R Max
88618 | QWERTY KEYBOARD | STAGO | STA R Max | 223.4491
88626 | PCB CPU ETX.V3 | STAGO | STA R Max
88627 | CABLE SATA DATA/POWER | STAGO | STA R Max
88647 | HEAD Y STOP | STAGO | STA R Max
88649 | MOTOR X-STEPPER | STAGO | STA R Max
88650 | MOTOR Y-STEPPER | STAGO | STA R Max
88651 | MOTOR PIPETOR | STAGO | STA R Max
88652 | MOTOR Z STEPPER | STAGO | STA R Max
88653 | PIPETOR ASSY | STAGO | STA R Max
88667 | PCB ANALOG MEASUREMENT | STAGO | STA R Max
88668 | PCB CONNECTION 8 HEADS | STAGO | STA R Max
88670 | WASTE CUVETTES | STAGO | STA R Max
88676 | LAS STA-R FOOT (X4) | STAGO | STA R Max
88677 | ANTI-ROCKING PLATFORM KIT | STAGO | STA R Max
88682 | ASSY MEASURE | STAGO | STA R Max
88693 | POWER SUPPLY DC +5,+12,-12,+24 | STAGO | STA R Max | 2432.04
88695 | REDUCTION RING PT HTF 6ML (X2) | STAGO | STA R Max
88696 | WINDOWS EMBEDDED STD USB KEY | STAGO | STA R Max
88707 | CATCHING COLLAR | STAGO | STA R Max
88726 | TUBE Z1 W/O NEEDLE | STAGO | STA R Max
88727 | TUBE Z2/Z3 WITHOUT NEEDLE | STAGO | STA R Max
88731 | ARM 2/3 TUBING GUIDE | STAGO | STA R Max
88732 | PBR TUBE Z1 W/O NEEDLE PIERC | STAGO | STA R Max
88740 | PBR INSTAL. CAP PIERCING KIT | STAGO | STA R Max
88753 | VGA DONGLE | STAGO | STA R Max
88797 | ELECTROVALVE 3 WAY | STAGO | STA R Max
88823 | USB/ETHERNET ADAPTOR | STAGO | STA R Max
88833 | SATA HARD DISK 2.5" | STAGO | STA R Max
88834 | USB HUB | STAGO | STA R Max
88835 | 2USB PORTS CARD | STAGO | STA R Max
88851 | PACK ACCESS STA R MAX S/ECR AZ | STAGO | STA R Max
88852 | PACK ACCESS STA R MAX S/ECR QW | STAGO | STA R Max
88852BR | PACK ACCESS STA R MAX | STAGO | STA R Max
88860 | HANDLES WITH LOCK BY BUTTON | STAGO | STA R Max
88861 | JACK FOR TRANSPARENT COVER | STAGO | STA R Max
88862 | SLIDING COVER SHOCK ABSORBER | STAGO | STA R Max
88863 | JACK FOR UPPER RIGHT DOOR | STAGO | STA R Max
88864 | BUMPER STICKER | STAGO | STA R Max
88865 | UBS HUB | STAGO | STA R Max
88866 | RACK COVER | STAGO | STA R Max
88867 | MALE HEADER 16A-250V | STAGO | STA R Max
88869 | BLOCK MAINS | STAGO | STA R Max
88870 | PRODUCTS DRAWER CASSETTE | STAGO | STA R Max
88871 | LEFT FRONT COVER | STAGO | STA R Max
88874 | BARCODE READER COVER | STAGO | STA R Max
88875 | SLIDING COVER | STAGO | STA R Max
88876 | LOWER RIGHT SIDE COVER | STAGO | STA R Max
88877 | TRANSPARENT COVER | STAGO | STA R Max
88879 | CABLE TROUGH | STAGO | STA R Max
88880 | REAR PANEL | STAGO | STA R Max
88881 | LOWER LEFT SIDE COVER | STAGO | STA R Max
88882 | UPPER LEFT SIDE COVER | STAGO | STA R Max
88884 | PRODUCT DRAWER COVER | STAGO | STA R Max
88895 | PRODUCTS DRAWER | STAGO | STA R Max
88973 | ATTACHMENT CLIP | STAGO | STA R Max
88974 | DRAWER BELT | STAGO | STA R Max | 50
88979 | SHUTTLE BELT DRIVEN | STAGO | STA R Max | 68.5396
88980 | SHUTTLE BELT DRIVING | STAGO | STA R Max | 67.2222
88981 | MOTOR-SHUTTLE STOP-DUAL | STAGO | STA R Max
88986 | TLA MODEL 1 PUSHER | STAGO | STA R Max
88987 | INSERT SPRING FOR RACK (X25) | STAGO | STA R Max
88989 | CARDAN CONVEYOR MOTOR | STAGO | STA R Max
88990 | RAIL REAR PUSHER | STAGO | STA R Max
88991 | X1 CONVEYOR BELT | STAGO | STA R Max
88992 | X2 CONVEYOR BELT | STAGO | STA R Max | 0
88994 | PCB CAROUSEL | STAGO | STA R Max
88997 | CABLE-REAR PUSHER MOTOR | STAGO | STA R Max
88998 | CABLE-ZERO Y SWITCH-RACKS | STAGO | STA R Max
88999 | CABLE-SWITCH TRAY FOR RACKS | STAGO | STA R Max
89000 | MOTORS COUPLER LCB CABLE | STAGO | STA R Max
89001 | MICROSWITCH WITH CABLE | STAGO | STA R Max
89002 | RACKS CONVEYOR X1 MOTOR | STAGO | STA R Max
89003 | MOTOR DC-FRONT PUSHER | STAGO | STA R Max | 617.4228
89004 | MOTOR DC-REAR PUSHER | STAGO | STA R Max | 713.8344
89005 | MOTOR SHUTTLE CONVEYOR | STAGO | STA R Max
89006 | MOTOR CUVETTE LOADER | STAGO | STA R Max
89007 | MOTOR-SHUTTLE STOP-SINGLE | STAGO | STA R Max
89008 | MOTOR DC Y1/Y2 RACK V.2 | STAGO | STA R Max | 733
89009 | RACKS CONVEYOR X2 MOTOR | STAGO | STA R Max
89010 | Y CONVEYOR BELTS (X4) | STAGO | STA R Max
89011 | PULLEY DRIVEN CONVEYOR | STAGO | STA R Max
89012 | INDEX TRAY DETECTION (BLACK) | STAGO | STA R Max
89013 | RAIL FRONT PUSHER | STAGO | STA R Max
89015 | PULLEY DRIVEN Y1/Y2 | STAGO | STA R Max
89016 | ASSY DRIVING PULLEY V.2 | STAGO | STA R Max
89021 | REAR PUSHER INDEX | STAGO | STA R Max
89023 | PLATE BAR CODE CONVEYOR V4 | STAGO | STA R Max
89024 | PLATE CONVEYOR MPA+ | STAGO | STA R Max
89025 | ASSY CUVETTE LOADER V2 | STAGO | STA R Max
89031 | UNIVERSAL MODEL 1 TLA KIT(MAX) | STAGO | STA R Max
89032 | ORTHO ENGEN MODEL1 TLA KIT MAX | STAGO | STA R Max
89033 | UNIVERSAL MODEL 2 TLA KIT(MAX) | STAGO | STA R Max
89035 | STA-R STANDARD MAINTENANCE KIT | STAGO | STA R Max | 168.0771
89038 | SWITCH ON/OFF | STAGO | STA R Max
89040 | STA-R MAX COMPUTING TABLE | STAGO | STA R Max
89047 | RIGHT FRONT COVER | STAGO | STA R Max
89053 | PBR CAP PIERCING KIT | STAGO | STA R Max
89054 | ARM 1 W/O PIERC TUBING GUIDE | STAGO | STA R Max
89055 | ARM 1 WITH PIERC TUBING GUIDE | STAGO | STA R Max
89057 | PBR CAP PIERCING INSTAL KIT | STAGO | STA R Max
89065 | COVER SEPARATOR CUVETTE/TAPE | STAGO | STA R Max
89066 | PCB POWER I/O V2 | STAGO | STA R Max | 761
89069 | COOLING UNIT 50HZ | STAGO | STA R Max
89070 | COOLING UNIT 60HZ | STAGO | STA R Max
89074 | CPU MEASUREMENT PCB V2 | STAGO | STA R Max | 651.15
89075 | RAMPS+ADJUSTMENT SYSTEM TOOL | STAGO | STA R Max
89077 | ASSY RETURN PULLEY V.2 | STAGO | STA R Max
89079 | WINDOWS EMBEDDED STD USB KEY | STAGO | STA R Max
89084 | INDEX RACK | STAGO | STA R Max
89085 | INDEX RACK RETROFIT KIT | STAGO | STA R Max
89088 | SATA HARD DISK 2.5" | STAGO | STA R Max
89089 | PCB INTERFACE PC-INSTRUMENT | STAGO | STA R Max
89098 | RACKS LABELS RETROFIT KIT | STAGO | STA R Max
89102 | YEARLY ADDITIONAL PM KIT | STAGO | STA R Max
89103 | TUBING VALCOR-SYRINGE HEAD | STAGO | STA R Max
89104 | TUBING SYRINGE HEAD-NEEDLE | STAGO | STA R Max
89111 | TLA 1&2 BOTTOM LEFT DOOR | STAGO | STA R Max
89112 | TLA1 TOP LEFT DOOR | STAGO | STA R Max
89113 | TLA2 TOP LEFT DOOR | STAGO | STA R Max
89115 | TLA2 LEFT SIDE CONVEYOR COVER | STAGO | STA R Max
89116 | CONVERTISSEUR TCP/IP<>RS232 | STAGO | STA R Max
89118 | FLUIDIC BASE 3 WAYS EV | STAGO | STA R Max
89120 | FLUIDIC BASE COOLING UNIT EV | STAGO | STA R Max
89121 | GRIPPING ELECTROVALVE N[5 V2 | STAGO | STA R Max
89122 | GRIPPING ELECTROVALVE N[6 V2 | STAGO | STA R Max
89124 | VACUUM RESERVOIR V2 | STAGO | STA R Max | 455.514
89125 | INTERMEDIATE RESERVOIR CAP V2 | STAGO | STA R Max | 222
89127 | CAPOT PROTECT.ARRET NAV.SIMPLE | STAGO | STA R Max
89128 | CAPOT PROTECT.ARRET NAV.DOUBLE | STAGO | STA R Max
89141 | ADAPTATION KIT SARSTEDT TUBES | STAGO | STA R Max
89143 | PCB-RACK CONVEYOR DRIVER V2 | STAGO | STA R Max
89153 | HIL MAIN RACK ADAPTATION PCB | STAGO | STA R Max
89154 | MULTIFUNCTIONS HIL HEAD PCB | STAGO | STA R Max
89155 | HIL LLD CABLE (x1) | STAGO | STA R Max
89156 | QC PIERCING NEEDLE | STAGO | STA R Max | 675.1005
89157 | STAR MAX PBRA KIT | STAGO | STA R Max
89159 | DC MOTOR PCB V3 | STAGO | STA R Max
89160 | PCB ARM JUNCTION | STAGO | STA R Max
89167 | TRAY HANDLE RETRACTABLE | STAGO | STA R Max
89170 | NON-SLIP PAD (X4) | STAGO | STA R Max
89173 | I/O TLA PCB | STAGO | STA R Max
89176 | PCB CARROUSEL | STAGO | STA R Max
89177 | PCB SHUTTLE CONVEYOR | STAGO | STA R Max
89179 | ASSY CUVETTE LOADER V2 | STAGO | STA R Max
89182 | DC MOTOR PCB FRONT PLATE | STAGO | STA R Max
89190 | TRUSS HEAD SCREW KIT M4X12 | STAGO | STA R Max
89191 | STAR MAX PBRA V2 UPDATE KIT | STAGO | STA R Max
89201 | CONVEYOR FOR SHUTTLE | STAGO | STA R Max
89204 | PCB-RACK CONVEYOR DRIVER V2 | STAGO | STA R Max | 921.52
89210 | CABLE-TÂ°PROBE-PRODUCT DRAWER | STAGO | STA R Max
89215 | DC MOTOR PCB V2 | STAGO | STA R Max
89239 | PCB CAROUSEL V2 | STAGO | STA R Max
89240 | PCB SHUTTLE CONVEYOR V2 | STAGO | STA R Max
89249 | RETRACTABLE FEET R/L | STAGO | STA R Max
89250 | SPRING+ARM 3 GROUND CABLE KIT | STAGO | STA R Max
89251 | TUBING FEP 3X4 L10 | STAGO | STA R Max
89252 | PLASTIC SCREW KIT M3X4 (X10) | STAGO | STA R Max
89254 | TRANSFORMER | STAGO | STA R Max
89257 | MICROCONTAINER RACK (X2) | STAGO | STA R Max
89279 | CONVEYOR HEIGHT MAPPING TOOL | STAGO | STA R Max
89280 | NIPPLE PSR BY PASS | STAGO | STA R Max
89281 | PSR 2 WAYS EV (X1) | STAGO | STA R Max
89282 | PSR LIQUID PUMP (X1) | STAGO | STA R Max | 198
89283 | QC PIERCING NEEDLE NUT (X5) | STAGO | STA R Max
89284 | HIL/MULTIFUNCTION CABLE (X2) | STAGO | STA R Max
89285 | YEARLY ADDITIONAL PM KIT | STAGO | STA R Max | 282.2371
89288 | PSR MODULE STA R MAX (X1) | STAGO | STA R Max
89289 | STAR MAX PBRA STIRRUP | STAGO | STA R Max
89290 | RETURN PINION | STAGO | STA R Max
89291 | PSR NIPPLE T TYPE (X10) | STAGO | STA R Max
89293 | WITHOUT PLATFORM MODEL2 TLAKIT | STAGO | STA R Max
89294 | PCB CPU ETX V3 | STAGO | STA R Max | 5116.37
89296 | 2USB PORTS CARD | STAGO | STA R Max
89297 | WES 1.2.1 USB KEY | STAGO | STA R Max
89299 | TLA1 CONV.COVER+ACCESS COVER | STAGO | STA R Max
89300 | RACK CONVEYOR FRONT COVER | STAGO | STA R Max
89301 | TLA2 CONV.COVER+ACCESS COVER | STAGO | STA R Max
89304 | AUXILIARY BOX STAR & MAX | STAGO | STA R Max
89313 | X1 CONVEYOR BELT | STAGO | STA R Max | 131.7355
89318 | KIT SCREW MICROTAINER (X2) | STAGO | STA R Max
89330 | BOX OF 10 RACKS WITH INSERTS | STAGO | STA R Max
89336 | SPRING+ARM 3 GROUND CABLE KIT | STAGO | STA R Max
89358 | PCB-RACK CONVEYOR DRIVER V2 | STAGO | STA R Max
89359 | DC MOTOR PCB V3 | STAGO | STA R Max
89376 | PSR PCB FLUIDICS ASSY | STAGO | STA R Max
89377 | VISUAL ALARME DEVICE (VAD) | STAGO | STA R Max
89379 | FRONT SUPPORT X MVT | STAGO | STA R Max
89381 | BOX OF 10 RACKS 11-13 | STAGO | STA R Max
89385 | PCB CPU ITX.V1 | STAGO | STA R Max
89386 | PC GEN V2 FAN | STAGO | STA R Max
89387 | STA R MAX 3 LOGO PLATE | STAGO | STA R Max
89388 | START BUTTON | STAGO | STA R Max
89389 | PCB INTERFACE I/O PC V5 | STAGO | STA R Max
89390 | PCB INTERFACE PC-INSTRUMENT V2 | STAGO | STA R Max
89391 | I/O TLA PCB | STAGO | STA R Max
89392 | MAINS BLOCK V2 | STAGO | STA R Max
89393 | COVER & START BUTTON | STAGO | STA R Max
89394 | PC GEN V2 INTERNAL USB KEY | STAGO | STA R Max
89395 | STAR MAX WINDOWS 10 USB KEY | STAGO | STA R Max
89397 | STA R MAX LOGO PLATE | STAGO | STA R Max
89398 | STA R MAX 2 LOGO PLATE | STAGO | STA R Max
89406 | STAR MAX INFORMATIQUE TABLE | STAGO | STA R Max
89410 | DC MOTOR PCB V3 - FW 2.26 | STAGO | STA R Max
89412 | COMPUTING CART PRINTER SHELF | STAGO | STA R Max
89413 | PCB-RACK CONVEYOR DRIVER V2 | STAGO | STA R Max
89414 | PRODUCT CASSETTE TYPE C | STAGO | STA R Max
89415 | ASSY STIRRING DRAWER | STAGO | STA R Max
89419 | PHOTOMETRY BOX V6 | STAGO | STA R Max
89420 | ASSY LAMP SUPPORT | STAGO | STA R Max
89421 | USB HUB | STAGO | STA R Max
89438 | RINSING FLUIDIC BASE STAR | STAGO | STA R Max
89440 | PCB-RACK CONVEYOR DRIVER V3 | STAGO | STA R Max
89443 | CHAIN HEAD RETROFIT KIT | STAGO | STA R Max
89444 | CPU MEASUREMENT PCB V3 | STAGO | STA R Max | 536.26
89446 | SHUTTLE STOP VOLTAGE ADAPTER | STAGO | STA R Max
89447 | STA R MAX HIL MODULE | STAGO | STA R Max
89451 | STA R MAX LAS SPOILER | STAGO | STA R Max
89452 | SAMPLE RACK T711 0001-0050 | STAGO | STA R Max
89453 | SAMPLE RACK T711 0051-0100 | STAGO | STA R Max
89454 | SAMPLE RACK T711 0101-0150 | STAGO | STA R Max
89455 | SAMPLE RACK T711 0151-0200 | STAGO | STA R Max
89456 | SAMPLE RACK T711 0201-0250 | STAGO | STA R Max
89458 | SAMPLE JADAK BCR INSTALL KIT | STAGO | STA R Max
89461 | T711 RACK INDEX (X4) | STAGO | STA R Max
89462 | RIGHT SIDE VAD MOUNT KIT | STAGO | STA R Max
89463 | HIL LLD CABLE (X1) | STAGO | STA R Max | 115.4581
89466 | HIL LLD CABLE RETROFIT KIT(X1) | STAGO | STA R Max
89468 | PCB VOLTAGE ADAPT RETROFIT KIT | STAGO | STA R Max
89471 | STAR MAX PBRA TUBING GUIDE | STAGO | STA R Max
89472 | STAR MAX PBRA V2 KIT | STAGO | STA R Max
89473 | STAR MAX PBRA V2 STIRRUP | STAGO | STA R Max
89476 | SAMPLE JADAK BCR INSTALL KIT | STAGO | STA R Max
89477 | SAMPLE JADAK BCR | STAGO | STA R Max
89479 | RIGHT DOOR SLIDEWAYS | STAGO | STA R Max
89497 | DVD RECORDER REPLACEMENT KIT | STAGO | STA R Max
89499 | PCB CPU ITX. V2 | STAGO | STA R Max
89501 | PCB SHUTTLE CONVEYOR V4 | STAGO | STA R Max
89502 | CONVEYOR FOR SHUTTLE | STAGO | STA R Max
89506 | MODULE RACKS CONVEYOR JDK BCR | STAGO | STA R Max
89511 | PCB POWER I/O V3 | STAGO | STA R Max
27001 | 3 TUBINGS:NEEDLE-ELECTROVALVE | STAGO | STA Compact Max
27002 | SHUTTLE | STAGO | STA Compact Max | 0
27003 | STA COMP. Z1, Z2, Z3 INDEX | STAGO | STA Compact Max
27004 | Y1 AXIS INDEX | STAGO | STA Compact Max
27007 | BLOCK OF 3 2-WAY ELECTROVALVE | STAGO | STA Compact Max | 695
27008 | PNEUMATIC JACK | STAGO | STA Compact Max
27013 | PCB CHRONOMETRY ANALOG | STAGO | STA Compact Max
27018 | FUSE PCB | STAGO | STA Compact Max
27019 | PCB ADDITIONNAL COMPONENT | STAGO | STA Compact Max
27023 | PCB PRODUCT DETECTION (ROUND) | STAGO | STA Compact Max
27025 | SUCTION HEAD CHAIN | STAGO | STA Compact Max
27026 | CUVETTE LOADER CHAIN | STAGO | STA Compact Max
27027 | SAMPLE DRAWER CHAIN | STAGO | STA Compact Max
27028 | PRODUCT DRAWER CHAIN | STAGO | STA Compact Max
27029 | 2 CUV LOADER SWITCHES | STAGO | STA Compact Max | 65
27030 | DRAWER/JACK MICROSWITCH | STAGO | STA Compact Max
27033 | HEAD PIPETTING THERMAL SWITCH | STAGO | STA Compact Max
27038 | AXES Z MOTOR | STAGO | STA Compact Max | 281.09
27039 | TRANSFORMER | STAGO | STA Compact Max
27051 | X, Y1, Y2 MOTOR | STAGO | STA Compact Max
27058 | SYRINGE HEAD TUBING | STAGO | STA Compact Max
27059 | WASHING WELL | STAGO | STA Compact Max
27062 | GLYCOL RESERVOIR | STAGO | STA Compact Max
27063 | KIT OF ELECTROVALVE FITTINGS | STAGO | STA Compact Max
27064 | DRAWERS & CUVETTE VASTE SENSOR | STAGO | STA Compact Max
27065 | DUAL REED SWITCH | STAGO | STA Compact Max
27069 | PCB REAGENT DISPLAY (ROUND) | STAGO | STA Compact Max
27070 | PCB SAMPLE DETECTION (ROUND) | STAGO | STA Compact Max
27082 | PCB PID VERSION 2 | STAGO | STA Compact Max
27110 | PCB A/D PHOTOMETRY MEASURE | STAGO | STA Compact Max
27145 | CONTAINER ASSY | STAGO | STA Compact Max
27146 | X/Y MOTORS TENSION SPRING | STAGO | STA Compact Max
27151 | REAR PANEL | STAGO | STA Compact Max
27166 | INDEX DRAWER | STAGO | STA Compact Max
27182 | AXES X AND Y BUMPERS | STAGO | STA Compact Max
27196 | COOLING LIQUID PUMP VERSION 2 | STAGO | STA Compact Max
27199 | BALL BUSHINGS-Y AXIS (X10) | STAGO | STA Compact Max
27209 | PCB MAIN RACK | STAGO | STA Compact Max
27211 | HEAT EXCHANGER | STAGO | STA Compact Max
27223 | TEMPERATURE CUVETTE | STAGO | STA Compact Max
27288 | FRONT BEARING AXIS X | STAGO | STA Compact Max
27294 | SPRING DRAWER MOTOR | STAGO | STA Compact Max
27299 | CUVETTE HOLDING+SPRING | STAGO | STA Compact Max | 98
27337 | PCB ZERO AXIS | STAGO | STA Compact Max
27347 | FAN REAR PANEL | STAGO | STA Compact Max
27354 | NEEDLE ARM N 2 WITH NUT | STAGO | STA Compact Max | 185.2239
27360 | VACUUM PUMP WITH FITTINGS | STAGO | STA Compact Max
27375 | POWER SUPPLY SWITCHING | STAGO | STA Compact Max
27420 | FILTERS AIR (X2) | STAGO | STA Compact Max
27421 | SUCTION RUBBER HEAD (X2) | STAGO | STA Compact Max | 124.8485
27467 | PCB DRAWER BOTTOM CONNECTOR | STAGO | STA Compact Max
27523 | SCREWS KIT | STAGO | STA Compact Max
27556 | SWITCH ON/OFF | STAGO | STA Compact Max
38029 | HARNESS FIBER MEAS. BLOCK V1&2 | STAGO | STA Compact Max
38034 | REAR BEARING AXIS X | STAGO | STA Compact Max
38046 | AXIS Y2 | STAGO | STA Compact Max
38047 | AXIS AND SUPPORT Y1 | STAGO | STA Compact Max
38056 | NIPPLE FEMALE-PU4 TUBING-G1/4 | STAGO | STA Compact Max
38086 | CABLE DRAWER TEMPERATURE PROBE | STAGO | STA Compact Max
38136 | PCB MULTIFUNCTIONS V.2 | STAGO | STA Compact Max | 432
38149 | PCB CONNECTION MOTORS V.2 | STAGO | STA Compact Max
38164 | TIP SPRING TUBING PU3 | STAGO | STA Compact Max
38259 | NUT FOR NIPPLE-PU4 TUBING | STAGO | STA Compact Max
38268 | DRAWER SLIDEWAYS (X2) | STAGO | STA Compact Max
38372 | MAINS FUSE HOLDER | STAGO | STA Compact Max
38373 | MAINS FUSES HOLDER CAP | STAGO | STA Compact Max
38570 | CAP BLOCK ELECTROVALVES | STAGO | STA Compact Max
38577 | TUBING PVC 6X9 L2 | STAGO | STA Compact Max
38581 | TUBING EV / PIERCING | STAGO | STA Compact Max
38589 | ELECTROVALVE 2-WAY / PIERCING | STAGO | STA Compact Max
38636 | COVER MEASUREMENT ASSY | STAGO | STA Compact Max
38637 | NIPPLE PU4-PU4 | STAGO | STA Compact Max
38640 | LIQUID COOLING GLYCOL (X1L) | STAGO | STA Compact Max
38646 | NEEDLE NÂ°1 STANDARD V.2 | STAGO | STA Compact Max | 385.33
38776 | CABLES DRAWER FLAT TROUGH L670 | STAGO | STA Compact Max
38812 | TUBING EV PIERCING/EV 3 WAYS | STAGO | STA Compact Max
38819 | PCB ZERO PIPETTOR | STAGO | STA Compact Max
38851 | JACK DAMPING SPRING | STAGO | STA Compact Max
38852 | CABLE READER BAR CODE L700 | STAGO | STA Compact Max
38858 | DISTRIBUTOR CABLE J34 | STAGO | STA Compact Max
38859 | CABLE MEASURE ASSY J23 L=1300 | STAGO | STA Compact Max
38860 | CABLE MEASURE ASSY J46 L=1300 | STAGO | STA Compact Max
38861 | CABLE CONTROL TEMP. J27 L=1700 | STAGO | STA Compact Max
38862 | CABLE DRAWER SAMPLE J15 L=770 | STAGO | STA Compact Max
38863 | CABLE PRODUCT DRAWER J16 L=910 | STAGO | STA Compact Max
38900 | HEAD OF SYRINGE | STAGO | STA Compact Max
38935 | CABLE MEASURE ASSY DRAWER | STAGO | STA Compact Max
38939 | MOTOR DRAWER | STAGO | STA Compact Max
39012 | TOOL MAPPING PIERCING | STAGO | STA Compact Max
39013 | TOOL-NEEDLE POSITION IN WELLS | STAGO | STA Compact Max
39020 | WEDGE ADJUST. CAP PIERCING | STAGO | STA Compact Max
39022 | NEEDLE 1 PIERCING V.3 STA-C A | STAGO | STA Compact Max | 1214.3634
39023 | PIERCING WASHING WELL | STAGO | STA Compact Max | 198
39127 | HEAD GRIPPING | STAGO | STA Compact Max
39146 | SILENT BLOCK PUMPS (X4) | STAGO | STA Compact Max
39148 | CABLE HEAD GRIPPING L=500 | STAGO | STA Compact Max
39168 | RECEIV. FIBER MEAS. BLOCK V1&2 | STAGO | STA Compact Max
39230 | MODULE PIERC. WITHOUT FOOT V.4 | STAGO | STA Compact Max
39231 | TUBING PRODUCT DRAWER CHAIN | STAGO | STA Compact Max
39233 | METAL SPRING STRIP | STAGO | STA Compact Max
39266 | CABLE PELTIER POWER SUPPLY | STAGO | STA Compact Max
39269 | DIODE BRIDGE CABLES | STAGO | STA Compact Max
39326 | CABLES FLATS J24 J29 J30 | STAGO | STA Compact Max
39385 | STIRRUP AXIS ANTI-ROTAT. SCREW | STAGO | STA Compact Max
39477 | CABLE J42 MOTOR X1 L=890 | STAGO | STA Compact Max
39497 | HEAD PIPETTING CHAIN | STAGO | STA Compact Max
39509 | NIPPLE UNION PU4/PU4 (X5) | STAGO | STA Compact Max
39531 | NIPPLE PU4-PU6 (X5) | STAGO | STA Compact Max
39589 | DRAWER SAMPLE W/O PCBS | STAGO | STA Compact Max
39599 | CABLE BLOCK MEASURE TEMP PROBE | STAGO | STA Compact Max
39602 | CHAIN HEAD GROUND CABLE | STAGO | STA Compact Max
39603 | Y1 MOTOR GROUND CABLE | STAGO | STA Compact Max
39617 | CABLES FLATS J20 J41 | STAGO | STA Compact Max
39619 | CABLES ELECTROVALVES UL | STAGO | STA Compact Max
39783 | FUSES T 315mA 5X20 (10) | STAGO | STA Compact Max
39784 | FUSES T 4A 5X20 (10) | STAGO | STA Compact Max
39785 | FUSES T 8A 5X20 (10) | STAGO | STA Compact Max
39938 | SUCTION TIP SUPPORT | STAGO | STA Compact Max
39976 | ELECTROVALVE 3-WAY | STAGO | STA Compact Max
58882 | TRAINING KIT STAC&STAC MAX | STAGO | STA Compact Max
58935 | STARTUP KIT STA COMPACT MAX | STAGO | STA Compact Max
80020 | BLOCK MEASUREMENT V.2 | STAGO | STA Compact Max
80022 | KIT PELTIER V.2 (X2) | STAGO | STA Compact Max
80023 | KIT PELTIERS ASSY MEASURE | STAGO | STA Compact Max
80024 | KIT PELTIERS PRODUCT DRAWER | STAGO | STA Compact Max
80059 | CUVETTE SUCTION BASE PLATE EV | STAGO | STA Compact Max
80060 | EV CUVETTE BASE PLATE | STAGO | STA Compact Max
80062 | 1/8 CUV. BASE PLATE SILENCER | STAGO | STA Compact Max
80063 | M5 CUV. BASE PLATE SILENCER | STAGO | STA Compact Max
80084 | MEMBRANES KIT COOLING PUMP V2 | STAGO | STA Compact Max
80193 | FAN 40X40X10 PCB ETX BOARD | STAGO | STA Compact Max | 100
80437 | PCB TEMPERATURE REGULATION | STAGO | STA Compact Max
80640 | POWER SELECTOR | STAGO | STA Compact Max
80675 | FILTER RINSING ASSY AIR | STAGO | STA Compact Max | 15.2841
80792 | LLD CABLE (X1) | STAGO | STA Compact Max
80793 | LLD CABLE (X3) | STAGO | STA Compact Max | 139.39
80797 | CAP PIERCING FOOT (X2) | STAGO | STA Compact Max
80831 | HEAD MEASUREMENT | STAGO | STA Compact Max
80901 | ELECTROVALVE N[1 | STAGO | STA Compact Max | 291
86366 | RINSING EV BLOCK V3 SUPPORT | STAGO | STA Compact Max
86368 | STA COMPACT MAX PSR BOARD | STAGO | STA Compact Max | 211.6196
86380 | PRODUCT DRAWER | STAGO | STA Compact Max
86398 | HOOD LOCK UPDATE KIT | STAGO | STA Compact Max | 4.9733
86399 | HOOD LOCK KIT | STAGO | STA Compact Max
86462 | PC ASSY WINDOWS10 LTSC 2016 | STAGO | STA Compact Max
86605 | 4 SERIAL PORTS BOARD CPR RS232 | STAGO | STA Compact Max
86647 | PBRA HIL ADJUSTMENT TOOL | STAGO | STA Compact Max
86658 | DRAWER MOTOR | STAGO | STA Compact Max
86659 | PRODUCT DRAWER | STAGO | STA Compact Max
86660 | SAMPLE DRAWER W/O PCBS | STAGO | STA Compact Max
86761 | COMPACT TABLE | STAGO | STA Compact Max
86937 | COOLING LIQUID UPDATE | STAGO | STA Compact Max
87011 | PCB HEATING-PIPETTING HEAD | STAGO | STA Compact Max
87018 | PIERCING EV TUBING V2 (X6) | STAGO | STA Compact Max
87019 | EQUIPPED PIERCING EV | STAGO | STA Compact Max
87020 | PIERCING EV FITTINGS + TUBING | STAGO | STA Compact Max
87044 | GLYCOL TUBING KIT PROD. DRAWER | STAGO | STA Compact Max
87045 | GLYCOL TUBING KIT ASSY MEASURE | STAGO | STA Compact Max
87046 | TUBING KIT GLYCOL RESERVOIR | STAGO | STA Compact Max
87047 | TUBINGS KIT WASHING WELLS | STAGO | STA Compact Max
87054 | RINSING EV BLOCK V2 | STAGO | STA Compact Max
87055 | RINSING EV DISTRIBUTOR V2 | STAGO | STA Compact Max
87080 | EFFLUENT STATION FASTENER KIT | STAGO | STA Compact Max
87091 | MOTOR PIPETOR | STAGO | STA Compact Max
87219 | COOLING TUBING PROTECT. SLEEVE | STAGO | STA Compact Max
87251 | 840VA POWER CONDITIONER | STAGO | STA Compact Max
87252 | 1500VA UPS | STAGO | STA Compact Max
87291 | 840VA POWER CONDITIONER MED-8 | STAGO | STA Compact Max
87309 | COMPACT MAX HIL PBRA STIRRUP | STAGO | STA Compact Max
87360 | PBRA HIL Z1 TUBE TUBING GUIDE | STAGO | STA Compact Max
87361 | PBRA HIL Z1 TUBE | STAGO | STA Compact Max
87379 | STA COMPACT MAX HIL MODULE | STAGO | STA Compact Max
87399 | FILTER RINSING AIR CONNECTORS | STAGO | STA Compact Max
87444 | FRONT COVER JACK V2 | STAGO | STA Compact Max
87445 | HOOD LOCK KIT V2 | STAGO | STA Compact Max
87482 | HIL X AXIS REAR BEARING | STAGO | STA Compact Max
87485 | STA COMPACT MAX PSR MODULE | STAGO | STA Compact Max
87501 | COMPACT MAX HIL PBRA V2 KIT | STAGO | STA Compact Max
87502 | PBRA HIL V2 PEPETTING HEAD | STAGO | STA Compact Max
87503 | C. MAX HIL PBRA STIRRUP V2 | STAGO | STA Compact Max
87521 | SPLE DRAWER HEIGHT MAPPING TOO | STAGO | STA Compact Max
87522 | PIERCING WASHING WELL | STAGO | STA Compact Max
87523 | WASHING WELL | STAGO | STA Compact Max
87530 | STA COMPACT MAX PACK QW CN | STAGO | STA Compact Max
87535 | 1440 VA CONDITIONED UPS | STAGO | STA Compact Max
87805 | COMPACT MAX HIL PBRA STIRRUP | STAGO | STA Compact Max
87972 | INTEGRITY MAX R/T 1500VA | STAGO | STA Compact Max
88342 | BAR CODE READER | STAGO | STA Compact Max
88358 | INDEX PIPETOR RACK | STAGO | STA Compact Max
88359 | PIPETTOR ASSY | STAGO | STA Compact Max
88374 | Z1 TUBE WITH NEEDLE | STAGO | STA Compact Max
88375 | Z2 TUBE WITH NEEDLE | STAGO | STA Compact Max
88384 | Z3 TUBE WITH NEEDLE | STAGO | STA Compact Max
88389 | Z1 TUBE WITHOUT NEEDLE/PIERC. | STAGO | STA Compact Max
88394 | CUVETTES LOADER | STAGO | STA Compact Max
88397 | PELTIER ASSY +STIRRING MOT V2 | STAGO | STA Compact Max
88400 | PRODUCT DRAWER W/O PCBS | STAGO | STA Compact Max
88402 | CPU MEASUREMENT PCB | STAGO | STA Compact Max
88405 | EQUIPPED ROLLER BRACKET | STAGO | STA Compact Max
88440 | EPROM CMDMOT VER.10.90 | STAGO | STA Compact Max
88441 | EPROM CMDMOT VER.1.90 | STAGO | STA Compact Max
88492 | COOLING LIQUID PUMP V3 | STAGO | STA Compact Max | 996.026
88493 | COOLING PUMP MEMBRANES V2&V3 | STAGO | STA Compact Max
88528 | PACK STA COMPACT MAX AZ | STAGO | STA Compact Max
88529 | PACK EXP/UK STA COMPACT MAX QW | STAGO | STA Compact Max
88530 | PACK DSI STA COMPACT MAX QW | STAGO | STA Compact Max
88539 | ARMS AND DRAWERS BELT | STAGO | STA Compact Max
88554 | DVD WINDOWS EMBEDDED STANDARD | STAGO | STA Compact Max
88575 | DVD WINDOWS EMBEDDED 1.0.7 | STAGO | STA Compact Max
88596 | MAINTENANCE KIT | STAGO | STA Compact Max
88597 | YEARLY ADDITIONAL MAINT.KIT | STAGO | STA Compact Max
88602 | LEFT DOOR | STAGO | STA Compact Max
88603 | RIGHT DOOR | STAGO | STA Compact Max
88604 | SAMPLE DRAWER FRONT PLATE | STAGO | STA Compact Max
88605 | 2 USB PORTS CARD | STAGO | STA Compact Max
88606 | PRODUCT DRAWER FRONT PLATE | STAGO | STA Compact Max
88607 | LEFT SIDE PANEL | STAGO | STA Compact Max
88608 | VOLUME CONTROL KNOB | STAGO | STA Compact Max
88612 | FRONT COVER | STAGO | STA Compact Max
88613 | DVD READER COVER | STAGO | STA Compact Max
88614 | RIGHT SIDE DOOR | STAGO | STA Compact Max
88615 | SAMPLES DRAWER CASSETTE | STAGO | STA Compact Max
88616 | PRODUCTS DRAWER CASSETTE | STAGO | STA Compact Max
88620 | PROD.DRAWER ILLUSTRATION PLATE | STAGO | STA Compact Max
88623 | PIPETTING HEAD HEATING PCB | STAGO | STA Compact Max
88629 | IDE SATA PCB CONVERTER | STAGO | STA Compact Max
88636 | UPPER PANEL | STAGO | STA Compact Max
88637 | SATA HARD DISK | STAGO | STA Compact Max
88638 | DVD RECORDER | STAGO | STA Compact Max
88657 | PID PCB V3 | STAGO | STA Compact Max
88721 | COMPACT MAX SOFTWARE 103.04 | STAGO | STA Compact Max
88735 | Z1 TUBE WITHOUT NEEDLE/PIERC | STAGO | STA Compact Max
88736 | Z1 TUBE WITH NEEDLE | STAGO | STA Compact Max
88737 | Z2 TUBE WITH NEEDLE | STAGO | STA Compact Max
88739 | CAP PIERCING KIT | STAGO | STA Compact Max
88757 | EQUIPPED PNEUMATIC BASE | STAGO | STA Compact Max
88758 | EV12-PNEUMATIC BASE | STAGO | STA Compact Max
88759 | EV13-PNEUMATIC BASE | STAGO | STA Compact Max
88760 | EV14-PNEUMATIC BASE | STAGO | STA Compact Max
88770 | PIPETTING HEAD ASSY | STAGO | STA Compact Max
88771 | Z3 TUBE WITH NEEDLE | STAGO | STA Compact Max
88778 | ASSY MEASURE PELTIER KITS V2 | STAGO | STA Compact Max
88779 | STIRRING MOTOR V3 | STAGO | STA Compact Max
88780 | THERMAL SWITCH + WATER BOX | STAGO | STA Compact Max
88781 | THERMAL SWITCH | STAGO | STA Compact Max
88783 | PRODUCT PELTIER ASSY V3 | STAGO | STA Compact Max
88787 | ANTI LEAP BALL PLATE | STAGO | STA Compact Max
88788 | CUVETTES LOADER | STAGO | STA Compact Max
88815 | BAR CODE READER | STAGO | STA Compact Max | 567.17
88830 | PELTIER KIT V3 (X2) | STAGO | STA Compact Max | 196.5
88836 | PCB INTERFACE PC-INSTRUMENT | STAGO | STA Compact Max
88849 | GLYCOL TYGON TUBINGS FITTINGS | STAGO | STA Compact Max
88858 | PID PCB V3-FW 3.44 | STAGO | STA Compact Max
88887 | GLYCOL RESERVOIR CAP | STAGO | STA Compact Max
88958 | DC MOTOR PCB UPDATE | STAGO | STA Compact Max
88984 | PID PCB V3-FW 3.45 | STAGO | STA Compact Max | 327
88996 | SAMPLE DRAWER CHAIN | STAGO | STA Compact Max
89030 | BLOCK MEASUREMENT V.2 | STAGO | STA Compact Max
89041 | PIPETTING HEAD HEATING PCB | STAGO | STA Compact Max | 121
89045 | PCB ADDITIONNAL COMPONENT | STAGO | STA Compact Max | 68
89096 | AUXILIARY MATERIALS BOX | STAGO | STA Compact Max
89097 | PIERC.AUXILIARY MATERIALS BOX | STAGO | STA Compact Max
89099 | EPROM CMDMOT VER.10.91 | STAGO | STA Compact Max
89101 | 3 TUBINGS:NEEDLE-ELECTROVALVE | STAGO | STA Compact Max | 278.33
89105 | SYRINGE HEAD TUBING | STAGO | STA Compact Max
89106 | TUBING EV PIERCING/EV 3 WAYS | STAGO | STA Compact Max
89107 | EQUIPPED PIERCING EV | STAGO | STA Compact Max
89108 | YEARLY ADDITIONAL MAINT.KIT | STAGO | STA Compact Max
89126 | CUVETTES DISPOSAL DRAWER V2 | STAGO | STA Compact Max
89130 | PCB CONNECTION MOTORS V.2 | STAGO | STA Compact Max
89132 | X,Y1,Y2 MOTOR | STAGO | STA Compact Max
89133 | RIGHT DOOR V2 | STAGO | STA Compact Max
89134 | CAP PIERCING Z TUBE PBRA | STAGO | STA Compact Max
89135 | USB COVER | STAGO | STA Compact Max
89162 | MAINTENANCE KIT | STAGO | STA Compact Max
89165 | CAP PIERCING UPDATE KIT PBRA | STAGO | STA Compact Max
89171 | STA COMPACT MAX LOGO PLATE | STAGO | STA Compact Max
89172 | STA COMPACT MAX2 LOGO PLATE | STAGO | STA Compact Max
89175 | YEARLY ADDITIONAL MAINT.KIT | STAGO | STA Compact Max
89181 | DC MOTOR PCB FRONT PLATE | STAGO | STA Compact Max
89189 | PBRA STIRRUP | STAGO | STA Compact Max
89199 | PCB PRODUCT DETECTION (ROUND) | STAGO | STA Compact Max
89200 | PCB REAGENT DISPLAY (ROUND) | STAGO | STA Compact Max
89203 | DRAWER SAMPLE W/O PCBS | STAGO | STA Compact Max
89205 | PCB ZERO AXIS | STAGO | STA Compact Max
89206 | PCB ZERO PIPETTOR | STAGO | STA Compact Max
89207 | CABLE MEASURE ASSY DRAWER | STAGO | STA Compact Max
89208 | PRODUCT DRAWER CHAIN | STAGO | STA Compact Max
89209 | CABLE BLOCK MEASURE TEMP PROB | STAGO | STA Compact Max
89211 | CABLE DRAWER TEMPERATURE PROB | STAGO | STA Compact Max
89212 | PIPETTOR ASSY | STAGO | STA Compact Max
89213 | BLOCK MEASUREMENT V2 | STAGO | STA Compact Max
89214 | PRODUCT DRAWER W/O PCBS | STAGO | STA Compact Max
89230 | PBRA STIRRUP UPDATE | STAGO | STA Compact Max
89233 | COVER MEASUREMENT V3 | STAGO | STA Compact Max
89234 | RECEIV. FIBER MEAS. BLOCK V3 | STAGO | STA Compact Max
89235 | HARNESS FIBER MEAS. BLOCK V3 | STAGO | STA Compact Max
89236 | HEATING ASSY MEASURE BLOCK V3 | STAGO | STA Compact Max
89253 | PRODUCT PELTIER ASSY V4 | STAGO | STA Compact Max
89262 | PACK JP STA COMPACT MAX QW | STAGO | STA Compact Max
89302 | CAP PIERCING UPDATE KIT PBRA | STAGO | STA Compact Max
89327 | SWITCHING POWER SUPPLY 110W | STAGO | STA Compact Max
89335 | PRODUCT DRAWER | STAGO | STA Compact Max
89338 | HIL MULTIFUNCTIONS PCB | STAGO | STA Compact Max
89340 | HIL HEAD PIPETTING CHAIN | STAGO | STA Compact Max
89341 | STA COMPACT MAX HIL MODULE | STAGO | STA Compact Max
89342 | HIL 3 NEEDLE-EV TUBINGS | STAGO | STA Compact Max
89343 | HIL PIPETTING HEAD ASSY | STAGO | STA Compact Max
89344 | STA COMPACT MAX PSR MODULE | STAGO | STA Compact Max
89345 | STA COMPACT MAX HIL PBRA KIT | STAGO | STA Compact Max
89346 | COMPACT MAX HIL PBRA STIRRUP | STAGO | STA Compact Max
89347 | HIL X AXIS REAR BEARING | STAGO | STA Compact Max
89350 | HIL COMPACT MAX Y AXIS MOTOR | STAGO | STA Compact Max
89351 | EQUIPPED PNEUMATIC BASE V2 | STAGO | STA Compact Max
89352 | HIL MOTORS CONNECTION PCB | STAGO | STA Compact Max
89360 | MAINTENANCE KIT | STAGO | STA Compact Max | 70.1277
89361 | YEARLY ADDITIONAL MAINT.KIT | STAGO | STA Compact Max | 237.3775
89362 | FRONT COVER JACK | STAGO | STA Compact Max
89365 | STA COMPACT MAX 3 LOGO PLATE | STAGO | STA Compact Max
89369 | COOLING LIQUID | STAGO | STA Compact Max | 47.9209
89400 | NEX613 MOTHER BOARD | STAGO | STA Compact Max
89401 | NEX613 BOARD DC/DC BOARD | STAGO | STA Compact Max
89402 | NEX613 MOTHER BOARD FAN | STAGO | STA Compact Max
89403 | ON SWITCH COVER | STAGO | STA Compact Max
89404 | POWER SUPPLY ON/OFF BOARD | STAGO | STA Compact Max
89405 | COMPACT MAX WINDOWS 10 USB KEY | STAGO | STA Compact Max
89411 | X,Y1,Y2 MOTOR | STAGO | STA Compact Max
89417 | PHOTOMETRY LAMP SOCKET UPDATE | STAGO | STA Compact Max
89423 | COOLING LIQUID RESERVOIR CAP | STAGO | STA Compact Max
89433 | AXES X, Y1 & Y2 MOTORS FLANGES | STAGO | STA Compact Max
89436 | RINSING EV BLOCK V2 | STAGO | STA Compact Max
89439 | RINSING FLUIDIC BASE STAC | STAGO | STA Compact Max
89445 | SHUTTLE ASSY GUIDE | STAGO | STA Compact Max
89448 | STA COMPACT MAX HIL MODULE | STAGO | STA Compact Max
89460 | PIPETTING HEAD /HIL CABLE (X2) | STAGO | STA Compact Max
89474 | RECEIV. FIBER MEAS. BLOCK V3 | STAGO | STA Compact Max
89475 | HARNESS FIBER MEAS. BLOCK V3 | STAGO | STA Compact Max
89498 | NEX613 MOTHER BOARD V2 | STAGO | STA Compact Max
10037012AS | HYD SPONGE WET CHAMBER | SEBIA |  | 16.8
10037021S | MASK POSITIONING AXIS | SEBIA |  | 99.6
10037022S | 2 IF MASK | SEBIA |  | 43.2
10037023S | 4 IF MASK | SEBIA |  | 43.2
10037024S | 2 BJ MASK | SEBIA |  | 43.2
10037025S | 12 IF PENTA MASK | SEBIA |  | 43.2
10037026S | 4 BJ MASK | SEBIA |  | 43.2
10037027S | 1 IF MASK | SEBIA |  | 73.2
10037028S | MASK 6 IF PENTA | SEBIA |  | 43.2
10037029S | 9 IF MASK | SEBIA |  | 43.2
10037031S | 15 ENZYMES MASK | SEBIA |  | 43.2
10037032S | 30 ENZYMES MASK | SEBIA |  | 43.2
10037033AS | R1 MASK | SEBIA |  | 73.2
10037034AS | R2 MASK | SEBIA |  | 73.2
10037035AS | R3 MASK | SEBIA |  | 73.2
10037036AS | R4 MASK | SEBIA |  | 73.2
10037037S | 3 CSF MASK | SEBIA |  | 73.2
10037041S | 6 CSF MASK | SEBIA |  | 74.4
10043012AS | CSF DYN. MASK CARRIER | SEBIA |  | 58.8
10043036S | H2 GUIDE + HALF RECUDER | SEBIA |  | 28.8
10043230AS | 10L WASTE CONTAINER | SEBIA |  | 118.8
10043545BS | HYDRASYS 2/LC MAINTENANCE KIT | SEBIA |  | 77.2442
10043550BS | H2 MAGNETIC DRIVE PUMP | SEBIA |  | 1035.6
10045170AS | CUP HOLDER | SEBIA |  | 124.8
10045180S | ANTI-SERA HOLDER | SEBIA |  | 81.6
10045312AS | SAMPLE PROBE | SEBIA |  | 290.4
10045324BS | ASSIST MOTOR 3 OPTO SENSOR | SEBIA |  | 85.2
10045334AS | CERAMIC SYRINGE PISTON | SEBIA |  | 133.2
10045520BS | KEYBOARD DISPLAY BOARD 2 VRS | SEBIA |  | 265.2
10046012AS | CAPILLARYS WET CHAMBER SPONGES | SEBIA |  | 24
10046130AS | MAINTENANCE RACK Nø100 | SEBIA |  | 90
10046140AS | CONTROL RACK Nø0 | SEBIA |  | 90
10046223S | C2/ASSIST DCN PCB | SEBIA |  | 178.8
10046286BS | CAPILLARY CARTRIDGE | SEBIA |  | 352.8661
10046310AS | DISPLAY | SEBIA |  | 63.6
10046400AS | LOW VOLT. POWER SUPPLY | SEBIA
10046605DS | C2 WASTE CONTAINER CAP | SEBIA |  | 114
10046606S | CONTAINER 750ML | SEBIA |  | 25.2
10046710S | MAINTENANCE KIT CAPILLARYS | SEBIA |  | 247.4142
10046C25S | SENSOR #25 | SEBIA |  | 175.2
10046C31AS | SENSOR #31 | SEBIA |  | 175.2
10050160CS | ASSIST HUMIDITY CHAMBER 4VRS | SEBIA |  | 523.2
10050302S | LOW VOLT. POWER SUPPLY | SEBIA |  | 150
10050321S | ASSIST MOTOR #1 | SEBIA |  | 90
10050322BS | ASSIST MOTOR #2 | SEBIA |  | 94.8
10050323BS | ASSIST MOTOR #3 (UP/DOWN) | SEBIA |  | 86.4
10050340BS | ASSIST MOTOR 5 HUMID CHAMBER | SEBIA |  | 162
10050370AS | ASSIST MOTOR 6 TOP COVER | SEBIA |  | 124.8
10050380S | BARCODE READER PCB | SEBIA |  | 490.8
10050904S | GAS SPRING LID KIT (X2) | SEBIA |  | 162
10051022S | NEONAT LINK PC BOARD | SEBIA |  | 116.4
10051024S | NEONAT RACK | SEBIA |  | 76.8
10051050S | C2/FP MEMORY EXTENSION BOARD | SEBIA |  | 210
10051051S | C2/FP PROG ASSY RS232 MICRO | SEBIA |  | 186
10051071S | C2 NEONAT UV LED BOARD | SEBIA |  | 288
10051202BS | TUBING KIT | SEBIA |  | 277.2
10051204AS | C2 TANK PCB | SEBIA |  | 370.8
10051208S | C2/FP I2C BOOSTER KIT | SEBIA |  | 39.6
10051209S | CAPI2/FP PELTIERS FAN | SEBIA |  | 100.8
10051210AS | XY CAPILLARYS 2 ASSEMBLY | SEBIA |  | 1366.8
10051211S | PROBE WASHING BOCK | SEBIA |  | 39.6
10051212BS | C2 SAMPLE PROBE | SEBIA |  | 187.2
10051213S | X-Y PROBE MOT. PC BOARD | SEBIA |  | 43.2
10051214S | SENSOR ENCODER M5 | SEBIA |  | 28.8
10051215S | C2 REAG CONT DETECT PCB >3176 | SEBIA |  | 344.4
10051216S | C2 FRONT REAGENT PCB >3176 | SEBIA |  | 271.2
10051220S | C2/FP SYRINGE MODULE 500ml | SEBIA |  | 687.6
10051221AS | SYRINGE PC BOARD SN > 1200 | SEBIA |  | 123.6
10051250BS | C2/FP OPTICAL ASSEMBLY | SEBIA |  | 4332
10051263S | INLET CONVEYOR P.C. BOARD | SEBIA |  | 55.2
10051264S | C2/FP RACK INTRODUCTION BOARD | SEBIA |  | 196.8
10051272S | C2/FP MOTOR 9 ENCODER BOARD | SEBIA |  | 182.4
10051274AS | SAMPLE RACK CARRIER | SEBIA |  | 378
10051281CS | CATHODE TANK 4VRS | SEBIA |  | 436.8
10051282AS | C2/FP CCD POWER SUPPLY | SEBIA |  | 241.2
10051283BS | CCD PC BOARD | SEBIA |  | 1544.4
10051284AS | EMISSION OPTICAL FIBER | SEBIA |  | 1844.4
10051285DS | UNREMOVABLE OPT RECEPT FIBER | SEBIA |  | 2994
10051287BS | MIGRATION MODULE C2/FP | SEBIA |  | 572.4
10051288S | TANK 1 DISTRIBUTION BLOCK | SEBIA |  | 214.8
10051289BS | C2/FP FRONT ELECTRODE (ANODE) | SEBIA |  | 470.4
10051290CS | SAMPLER P.C. BOARD | SEBIA |  | 1303.2
10051291S | C2/FP DISTRIBUTOR PC BOARD | SEBIA |  | 1206
10051292S | C2/FP VALVE PC BOARD | SEBIA |  | 235.2
10051293S | SAMPLER INTERFACE P.C.B | SEBIA |  | 85.2
10051294AS | PRESSURE RESERVOIR | SEBIA |  | 264
10051296S | HIGH VOLTAGE POWER SUP. | SEBIA |  | 3648
10051297BS | PRESSURE PUMP (P1) | SEBIA |  | 1100.4
10051298CS | AIR MANIFOLD | SEBIA |  | 684
10051299S | COVER INTERLOCK ELECTROMAGNET | SEBIA |  | 120
10051320CS | C2 FRONT LEFT COVER | SEBIA |  | 765.6
10051510BS | C2 REAR LEFT COVER | SEBIA |  | 889.2
10051520BS | C2 REAR RIGHT COVER | SEBIA |  | 511.2
10051530AS | CONTAINERS LID/COVER ASSY | SEBIA |  | 346.8
10051901AS | BRASS MECHANICAL COUPLING | SEBIA |  | 28.8
10051902S | 4 WAY TEFLON VALVE | SEBIA |  | 244.8
10051903S | C2/FP AIR VALVE WITH CABLE | SEBIA |  | 110.4
10051904S | PUMP MAINTENANCE KIT | SEBIA |  | 214.8
10051905BS | NEW WASTE CONTAINER CAP ASSY | SEBIA |  | 171.6
10051906S | WASTE/BUFFER/H20 MALE COUPLING | SEBIA |  | 39.6
10051907AS | WASH SOLUTION MALE COUPLING | SEBIA |  | 39.6
10051908S | BARCODE ADAPTATION KIT | SEBIA |  | 18
10051909S | SILICONE GREASE ORING 10ML | SEBIA |  | 10.8
10051910S | PUMP & MONO SILENT BLOCK KIT | SEBIA |  | 40.8
10051C03S | SENSOR #3 | SEBIA |  | 55.2
10051C04AS | C2/FP SENSOR #4 (TANK 2) | SEBIA |  | 43.2
10051C07AS | C2/FP SENSOR#7-8-9-15-18-22-27 | SEBIA |  | 54
10051C10AS | C2/FP SENSOR #10-16-17-19-21 | SEBIA |  | 54
10051C14S | SENSOR #14 | SEBIA |  | 39.6
10051C20RS | SENSOR #20 RECEPTION | SEBIA |  | 43.2
10051C24S | SENSOR #24 | SEBIA |  | 55.2
10051C26S | SENSOR #26 | SEBIA |  | 165.6
10051C28S | SENSOR #28 | SEBIA |  | 126
10051C29S | SENSOR #29 | SEBIA
10051C30AS | C2/FP SENSOR #30 (TEMPERATURE) | SEBIA |  | 96
10051C36S | SENSOR #36 | SEBIA |  | 39.6
10051M01S | MOTOR #1 | SEBIA
10051M02S | MOTOR #2 | SEBIA
10051M03S | SYRINGUE MOTOR | SEBIA |  | 150
10051M04S | MOTOR #4 | SEBIA
10051M05S | MOTOR #5 | SEBIA
10051M06S | MOTOR #6 | SEBIA
10051M07S | MOTOR #7 | SEBIA |  | 150
10051M08S | MOTOR #8 | SEBIA |  | 150
10051M09S | MOTOR #9 | SEBIA
10051M10S | MOTOR #10 | SEBIA
10051M11S | MOTOR #11 | SEBIA |  | 150
10051M12S | MOTOR #12 | SEBIA |  | 157.2
10051M13S | MOTOR #13 | SEBIA
10051M14S | MOTOR #14 | SEBIA |  | 175.2
10051M15S | C2/FP MOTOR #15 (SHUTTER) | SEBIA
10051M16S | MOTOR #16 | SEBIA |  | 110.4
10052110AS | MCP CAROUSEL | SEBIA |  | 421.2
10052130S | MCP/FP REAGENT CUP HOLDER | SEBIA |  | 5
10052201BS | TUBING KIT | SEBIA |  | 273
10052203S | BOOSTER BOARD | SEBIA |  | 68
10052204S | HIGH VOLTAGE POWER SUPPLY | SEBIA |  | 524
10052205AS | CONTAINER LIGHTING BOARD | SEBIA |  | 110.4
10052206AS | CUP EJECTION ELECTROMAGNET | SEBIA |  | 171.6
10052207BS | MCP/FP MOTHER BOARD | SEBIA |  | 1475.6096
10052208S | MCP/FP ABSOLUTE ENCODER | SEBIA |  | 105.074
10052209AS | MCP TOP COVER | SEBIA |  | 376.8
10052213S | SAMPLE PROBE / SYRINGE ENCODER | SEBIA |  | 25.2
10052220CS | VALVE / SYRINGE ASSEMBLY | SEBIA |  | 1450.8
10052222AS | MCP/FP BUBBLE SENSOR | SEBIA |  | 37.2
10052225S | BRASS MECHANICAL COUPLING | SEBIA |  | 62.4
10052232AS | MCP/FP SHAKER PCB | SEBIA |  | 113.5564
10052233BS | REAGENT CUP SHAKER MOTOR >1750 S4 | SEBIA |  | 112.9205
10052240AS | DISTRIBUTOR ASSEMBLY | SEBIA |  | 434.4
10052250CS | OPTICAL ASSEMBLY | SEBIA |  | 1489.2
10052270AS | CUP DISPENSER MODULE | SEBIA |  | 685.2
10052281BS | CATHODE TANK | SEBIA |  | 203.6764
10052282BS | MCP/FP O.D. MEASUR BOARD >1750 | SEBIA |  | 837.6
10052284AS | MCP/FP PELTIER ELEMENT (WZ CONNECT) | SEBIA |  | 80.4
10052291S | MCP/FP/C2/FP BARCODE READER | SEBIA |  | 812.4
10052294S | MCP/FP PELTIE FAN | SEBIA |  | 100.8
10052296S | MCPFP WASTE PUMP SN > 92346 | SEBIA |  | 345.6
10052310S | FRONT LEFT DOOR | SEBIA |  | 175.2
10052320S | FRONT RIGHT DOOR | SEBIA |  | 175.2
10052330BS | LEFT SIDE DOOR | SEBIA |  | 256.8
10052340AS | RIGHT SIDE DOOR (REAGENT) | SEBIA |  | 1126.8
10052370CS | S-T DEUTERIUM LAMP | SEBIA |  | 740.7217
10052600BS | WATER CONTAINER WITH CAP | SEBIA |  | 104.4
10052601BS | BUFFER 1 CONTAINER WITH CAP | SEBIA |  | 104.4
10052602BS | BUFFER 2 CONTAINER WITH CAP | SEBIA |  | 104.4
10052603BS | WASH CONTAINER WITH CAP | SEBIA |  | 104.4
10052605BS | WASTE CONTAINER WITH CAP 500ML | SEBIA |  | 104.4
10052700S | TOOLS KIT | SEBIA |  | 147.6
10052710AS | MINICAP/FP MAINTENANCE KIT | SEBIA |  | 614.534
10052720S | 8 WAY VALVE | SEBIA |  | 476.4
10052740S | MALE CONTAINER QUICK COUPLING | SEBIA |  | 15.6
10052760BS | FRONT ELECTRODE (ANODE) | SEBIA |  | 146.9488
10052771S | SHAKER KIT S3/S5 | SEBIA |  | 496.8
10052810AS | MCPFP SHAKING MODULE | SEBIA |  | 2209.2
10052812S | MCFP ARM UP/DOWN SENSOR | SEBIA |  | 31.2
10052825AS | MCPFP PLIERS SENSOR | SEBIA |  | 25.2
10052840S | MCPFP CAROUSEL PROTECTION | SEBIA |  | 75.6
10052850S | MCPFP SAMPLE TUBE MIXING BOARD | SEBIA |  | 91
10052860CS | MCPFP CAROUSEL | SEBIA |  | 454.946
10052906S | MCPFP UV LED OPTIQUE | SEBIA |  | 290.4
10052907S | FAN BRACKET | SEBIA |  | 12
10052914S | MCPFP PUMP MAINTENANCE KIT | SEBIA |  | 85.2
10052C11AS | MCP/FP SENS. #11 FRONT COVER | SEBIA |  | 63.6
10052C16AS | MCP/FP SENS.#16 REAG COVER SW | SEBIA |  | 43.2
10052C23AS | MCP REAGENT CUP SENSOR#23 | SEBIA |  | 51.6
10052C32CS | MCP FP PRESSURE SENSOR #32 | SEBIA |  | 140.6694
10052C33S | TEMPERATURE SENSOR | SEBIA |  | 94.189
10052D00BS | MCP FP MOTOR BOARD | SEBIA |  | 388.1436
10052M04S | MCP/FP REAGENT CUP LOAD MOTOR | SEBIA |  | 141.6
10052M05S | SAMPLE PROBE UP/DOWN MOTOR | SEBIA |  | 162
10052M06BS | 8 WAY VALVE MOTOR SN >2750 | SEBIA |  | 178.8
10052M06S | 8 WAY VALVE MOTOR | SEBIA |  | 128.4
10052M07S | SYRINGE MOTOR | SEBIA |  | 162
10052M08AS | MCP/FP FILTER WHEEL MOTOR | SEBIA |  | 85.2
10053020AS | HYDRASYS 2 OPTION FOCUSING | SEBIA |  | 2570.4
10053115S | HALF GEL ADAPTATOR | SEBIA |  | 26.4
10053310S | HYD 2 FRONT COVER | SEBIA |  | 403.2
10053320S | HYD2 REAR COVER | SEBIA |  | 195.6
10053330CS | RACK SENSOR | SEBIA |  | 63.6
10053400S | POWER SUPPLY | SEBIA |  | 1965.6
10053510ES | MIGRATION ASSEMBLY WZ NEW FAN | SEBIA |  | 3549.6
10053511S | MIGRATION HEATING ELEMENT | SEBIA |  | 314.4
10053512BS | H2 PELTIER ELEMENT WITH CABLE | SEBIA |  | 85.2
10053513AS | H2 MIGRATION COVER ELECTROMAGNET | SEBIA |  | 110.4
10053514CS | MIGRATION FAN VERS. 2 | SEBIA |  | 87.6
10053515S | HYD 2 MIG.COMPART. TOP COVER | SEBIA |  | 165.6
10053531S | VIDEO INTERFACE PC BOARD | SEBIA |  | 102
10053533S | LED SCREEN INT PCB >3100 | SEBIA |  | 73.2
10053534S | H2 SCREEN/TOUCH PAD ASSEMBLY | SEBIA |  | 250.8
10053535S | H2 SCREEN/PAD/LED BOARD KIT | SEBIA |  | 621.6
10053540AS | 10-WAY VALVE ASSY | SEBIA |  | 966
10053541CS | VALVE SENSOR | SEBIA |  | 74.4
10053542BS | H2 10 WAY VALVE MOTOR | SEBIA |  | 184.8
10053550S | H2 VALVE WITH CABLE | SEBIA |  | 168
10053561AS | H2 STAIN GEL HOLDER ELECTROMAGNET | SEBIA |  | 99.6
10053563S | STAIN TEMP PROBE PC BOARD | SEBIA |  | 62.4
10053564AS | H2 STAINING FAN | SEBIA |  | 73.2
10053565AS | H2 STAINING TANK DETECT. ASSY | SEBIA |  | 150
10053700DS | HYD 2 MOTHER BOARD | SEBIA |  | 1760.4
10053701BS | HYD 2 FOCUSING MOTHER BOARD | SEBIA |  | 4329.6
10053910AS | HYDRASYS 2 OPTION SCAN | SEBIA |  | 5583.6
10053C01CS | H2 CAM SENSOR | SEBIA |  | 63.6
10053C02CS | H2 SHUTTER SENSOR | SEBIA |  | 63.6
10053C03S | H2 MIGRATION COVER SWITCH | SEBIA |  | 25.2
10053M01BS | H2 CAM MOTOR | SEBIA |  | 154.8
10053M02BS | H2 SHUTTER MOTOR | SEBIA |  | 118.8
10056900 | PCB MAIN POPULATED (MOTHER BD) | SEBIA |  | 4564.8
10056901 | PCB SPOT DETECT POPULATED 5LED | SEBIA |  | 1189.2
10056902 | PUNCH CAM ASSEMBLY | SEBIA |  | 1405.2
10056903 | SMALL OUTER CHUTE (PUNCH HEAD) | SEBIA |  | 2378.4
10056904 | DIAM. 3,2 LH LIGHT ASSEMBLY | SEBIA |  | 1628.4
10056905 | DIAM. 3,8 LH LIGHT ASSEMBLY | SEBIA |  | 1628.4
10056906 | DUAL PUNCH MOTOR MOUNT ASSY | SEBIA |  | 2708.4
10056907 | CHUTE MOUNT ASSEMBLY | SEBIA |  | 2624.4
10056908 | DIAM. 4X9 DIAM2,5 BALL BEARING | SEBIA |  | 14.4
10056909 | BEARING BALL 3X8X3 SHIELDED | SEBIA |  | 39.6
10056910 | T2,5X500X6 TIMING BELT (MOTOR) | SEBIA |  | 73.2
10056911 | SM INNER CHUTE ALU PUNCH BODY | SEBIA |  | 732
10056912 | MOTOR KH56JM2-851 (X-Y DRIVE) | SEBIA |  | 441.6
10056913 | Y MOTOR INTERCONNECTOR LOOM | SEBIA |  | 480
10056914 | SERVICE CONSUMABLES KIT | SEBIA |  | 66
10056915 | SERVICE PACKAGE SCREW KIT | SEBIA |  | 56.4
10057036S | UP/DOWN ENDELESS SCREW | SEBIA |  | 42
10057140BS | C2FP CONTROL RACK #0 | SEBIA |  | 36
10057202BS | CAPI2FP TUBING KIT | SEBIA |  | 277.2
10057203AS | FLEX ELECTRO MAGNET | SEBIA |  | 96
10057209S | C2FP SAMPLE MIXING PCB | SEBIA |  | 200.4
10057210AS | C2FP Y-Z ASSEMBLY | SEBIA |  | 1524
10057211AS | C2FP PROBE WASHING BLOCK | SEBIA |  | 266.4
10057215AS | C2FP CONTAINER DETECTION PCB | SEBIA |  | 294
10057216S | C2FP FRONT REAGENT PC BOARD | SEBIA
10057221AS | C2FP SYRINGE P.C BOARD | SEBIA |  | 165.6
10057290BS | C2FP SAMPLER PC BOARD | SEBIA |  | 1303.2
10057320S | FRONT COVER | SEBIA |  | 882
10057510AS | LEFT REAR COVER | SEBIA |  | 870
10057520S | RIGHT REAR COVER | SEBIA |  | 465.6
10057530S | C2FP CONTAINER TOP COVER | SEBIA |  | 355.2
10057600BS | FP COMPLETE WATER CONTAINER | SEBIA |  | 157.2
10057605S | FP WASTE CONTAINER | SEBIA |  | 286.8
10057900S | 8 WAY VALVE MODIF KIT | SEBIA |  | 57.6
10057901S | 6 WAY VALVE COUPLING | SEBIA |  | 66
10057906S | CAPACITORS KIT 1234 | SEBIA |  | 25.2
10057C01S | FLEX SENSOR #35 | SEBIA |  | 56.4
10057M04S | FLEX 8 WAY VALVE MOTOR | SEBIA |  | 171.6
10057M05S | FLEX MOTOR #5 | SEBIA |  | 66
10057M06S | FLEX MOTOR #6 (Z) | SEBIA |  | 99.6
10057M12S | FLEX MOTOR #12 | SEBIA |  | 171.6
10057M64S | 6 WAY VALVE MOTOR FP | SEBIA |  | 182.4
10058130S | WASTE CONTAINER ASSEMBLY | SEBIA |  | 157.2
10058140S | WATER CONTAINER ASSEMBLY | SEBIA |  | 157.2
10058150S | SAMPLE RACK (X4) | SEBIA |  | 1778.4
10058240S | ASSIST COVER | SEBIA |  | 951.6
10058303S | LED PCB | SEBIA |  | 33.6
10058304S | ASSIST SAMPLE PROBE SWITCH | SEBIA |  | 195.6
10058310BS | ASSIST SAMPLE PROBE CABLE | SEBIA |  | 163.2
10058316S | LED POWER SUPPLY | SEBIA |  | 58.8
10058320S | ASSIST ARM ASSEMBLY | SEBIA |  | 5055.6
10058328S | TELESCOPIC ARM ENCODER BOARD | SEBIA |  | 200.4
10058329S | ASSIST ROTATION ARM ENCODER | SEBIA |  | 226.8
10058330S | ASSIST SYRINGE | SEBIA |  | 1040.4
10058360S | ASSIST FAN | SEBIA |  | 57.6
10058400S | ASSIST MOTHER BOARD | SEBIA |  | 1124.4
10058C01AS | MOTOR #1 OPTO SENSOR BOARD | SEBIA |  | 165.6
10058C05S | MOTOR #5 OPTO SENSOR BOARD | SEBIA |  | 70.8
10058M04S | ASSIST SYRINGE MOTOR | SEBIA |  | 96
10059010AS | C3 RFID BOARD WITH CABLE | SEBIA |  | 104.4
10059011AS | C3 EV5 WITH CABLE (TYPE 40) | SEBIA |  | 145.09
10059012AS | C3 EV6 WITH CABLE (TYPE 40) | SEBIA |  | 154.8
10059013AS | C3 EV7 WITH CABLE (TYPE 40) | SEBIA |  | 154.8
10059014AS | C3 EV8 WITH CABLE (TYPE 38) | SEBIA |  | 159.6
10059015AS | C3 EV9 WITH CABLE (TYPE 39) | SEBIA |  | 118.8
10059016BS | C3 EV10 WITH CABLE (TYPE 36) | SEBIA |  | 154.8
10059017BS | C3 TRANSLATION ENCODER PCB | SEBIA |  | 106.8
10059018S | C3+MC ROTATION ENCODER PCB | SEBIA |  | 166.8
10059019AS | C3 EV12 WITH CABLE (TYPE 39) | SEBIA |  | 118.8
10059020AS | C3 CAPILLARY PELTIER ELEMENT | SEBIA |  | 200.4
10059021AS | C3 REAGENT PELTIER ELEMENT | SEBIA |  | 169.2
10059022BS | C3 STD AIR PUMP 1 WITH CABLE | SEBIA |  | 687.6
10059023S | C3 STD HYDRAULIC PUMP 2 W/CABLE | SEBIA |  | 278
10059024S | C3 CAPILLARIES FAN | SEBIA |  | 31.2
10059025S | REAGENT FAN | SEBIA |  | 80.4
10059038AS | DBS/TERA/OCTA MOTHER PCB | SEBIA |  | 6.0582
10059039S | C3 VIDEO PCB | SEBIA |  | 217.2
10059040BS | C3 CONTAINER B TOP PCB | SEBIA |  | 501.6
10059041BS | C3 CONTAINER B BOTTOM PCB | SEBIA |  | 450
10059042BS | C3 MOTOR PCB | SEBIA |  | 223.6008
10059053AS |  | SEBIA |  | 278.9593
10059054BS | C3 CONTAINER A PCB | SEBIA |  | 200.4
10059056BS | C3 HIGH VOLTAGE POWER SUPPLY | SEBIA |  | 1378.89
10059057S | C3 PRESSURE PCB | SEBIA |  | 169.1604
10059059S | C3STD FORCE SENSOR PCB | SEBIA |  | 165.6
10059060AS | C3 BLUE LED PCB | SEBIA |  | 244.8
10059062AS | C3 INTERFACE NEEDLE PCB | SEBIA |  | 86
10059064S | C3 INTERFACE ARM Y (13) PCB | SEBIA |  | 102
10059065S | C3 INTERFACE ARM X (12) PCB | SEBIA |  | 230.4
10059068S | C3 RACK AGITATION PCB | SEBIA |  | 62.4
10059069AS | C3 INTERFACE RACK (6) PCB | SEBIA |  | 75.6
10059070BS | C3 Y RACK & Y INJ. PCB (5) | SEBIA |  | 97.2
10059071BS | C3 INTERFACE VALVE (11) PCB | SEBIA |  | 211.2
10059072AS | C3 INTERFACE DISTRIBUTOR(4)PCB | SEBIA |  | 93.6
10059073S | C3 INTERFACE MONOCHR. BOARD | SEBIA |  | 75.6
10059074BS | C3 INTERFACE LOADER (2) PCB | SEBIA |  | 108.13
10059076S | LIGHTING PCB WITH CABLE | SEBIA |  | 90
10059093S | EV WITH CABLE (TYPE.39) | SEBIA |  | 117.6
10059094AS | C3TO MIGRATION AREA FAN | SEBIA |  | 67.2
10059095S | C3 INJ SHAKER BOARD | SEBIA |  | 122.4
10059096AS | C3 INJ Y INTERFACE BOARD | SEBIA |  | 159.6
10059096S | C3 INJ Y INTERFACE BOARD | SEBIA |  | 159.6
10059097BS | NEEDLE ENCODER | SEBIA |  | 63.6
10059099AS | C3 Z ARM INTERFACE BOARD (14) | SEBIA |  | 176.4
10059151S | STOP RACK EC3 - MC | SEBIA |  | 33.6
10059161AS | DCN PCB | SEBIA |  | 86.4
10059172S | C3 EVOLUTION AIR PUMP | SEBIA |  | 661.2
10059174S | VALVES INTERFACE PCB | SEBIA |  | 268.8
10059176S | X ARM PCB (12) | SEBIA |  | 175.2
10059178S | MONOCHROMATOR PCB (1) | SEBIA |  | 212.4
10059180BS | DBS CAPILLARIES INJ TOOL BOARD | SEBIA |  | 212.4
10059181S | DBS INJECTION TOOL SENSOR | SEBIA |  | 33.6
10059202GS | C3 STD COMPLETE TUBING KIT | SEBIA |  | 675.6
10059204BS | C3 EV9-12 FLUIDIC BLOCK | SEBIA |  | 133.2
10059214DS | C3 BARCODE READER ASSEMBLY | SEBIA |  | 868
10059222AS | C3 EV6-7 COMPLETE FLUIDIC BLOC | SEBIA |  | 471.6
10059223ES | C3 AIR MANIFOLD ASSEMBLY | SEBIA |  | 584.4056
10059224S | HYDRAULIC HUB 6x2 | SEBIA |  | 117.6
10059226BS | C3 EV13 WITH CABLE (TYPE 36) | SEBIA |  | 100.8
10059250BS | OPTICAL ASSEMBLY | SEBIA |  | 5062.8
10059252S | C3 DEUTERIUM LAMP POWER SUPPLY | SEBIA |  | 420
10059258AS | C3TO EVO LIQUID PUMP 2 W CABLE | SEBIA |  | 235.2
10059282AS | C3 PULL ELECTROMAGNET W/ CAP | SEBIA |  | 52.2379
10059286S | CAPILLARY CARTRIDGE | SEBIA |  | 400.8184
10059590AS | DILUTION SEGMENT BIN TRAY | SEBIA |  | 96
10059600AS | C3 H2O CONTAINER WITH CAP | SEBIA |  | 199.2
10059602CS | C3 INTERNAL WASTE CONTAINER | SEBIA |  | 331.6323
10059710CS | C3 STANDARD MAINTENANCE KIT | SEBIA |  | 1277.0088
10059900S | CONTAINER KIT | SEBIA |  | 148.8
10059901AS | QUICK COUPLING | SEBIA |  | 54
10059910AS | C3 KIT OF WHITE COUPLINGS | SEBIA |  | 214.8
10059931S | EXTERNAL WASTE KIT | SEBIA |  | 121.2
10059939S | C3 AIR PUMP+BRACKET KIT STD | SEBIA |  | 724.8
10059C01AS | C3 SENSOR 1 (RACK ENTRANCE) | SEBIA |  | 34.8
10059C02S | C3 SENSOR 2 (RACK OUTLET) | SEBIA |  | 34.8
10059C03BS | C3 SENSOR 3 (MAIN LID) | SEBIA |  | 39.6
10059C06AS | SENSOR 6 (AGITATION RACK) | SEBIA |  | 38.8888
10059C08AS | C3 SENSOR 8 (SEG LOAD ORIG) J6 | SEBIA |  | 33.6
10059C09S | SENSOR 9 (µPLATE LOADER ORIGIN) | SEBIA |  | 25.2
10059C21S | SENSOR 21 (SYRINGE FORCE) | SEBIA |  | 85.2
10059C22S | SENSOR 22 (SYRINGE BUBBLE) | SEBIA |  | 40.8
10059C24BS | SENSOR 24 (CATHODE TANK LEVEL) | SEBIA |  | 58.5021
10059C25S | C3 SENSOR 25 BUBBLE/WASTE CYCLE | SEBIA |  | 39.6
10059C27AS | SENSOR 27 (SEGMENT PRESENCE) | SEBIA |  | 33.6
10059C28S | SENSOR 28 (µPLATE PRESENCE) | SEBIA |  | 33.6
10059C31S | C3 SENSOR 31 (CONVEYOR LIDS) | SEBIA |  | 37.2
10059C32AS | C3 SENS.32 CATHO TANK OVERFLOW | SEBIA |  | 102.8056
10059C34S | C3 SENSOR 34 (RACK INLET) | SEBIA |  | 38.4
10059C35S | C3 SENSOR 35 (CAPILLARY Tø) | SEBIA |  | 37
10059C36BS | SENSOR 36 (REAGENT Tø) | SEBIA |  | 40
10059C39S | SENSOR 39 (µPLATE COVER) | SEBIA |  | 14.4
10059C40S | SENSOR 40 (PUMP 2 BUBBLE) | SEBIA |  | 37.2
10059C41AS | C3 SENSOR 41 (SEGMENT BIN) | SEBIA |  | 25.2
10059M01S | C3 MOTOR 1 (CONVEYOR) W/CABLE | SEBIA |  | 176.4
10059M04AS | C3 MOTOR 4 (RACK AGITATION) | SEBIA |  | 76.8
10059M14BS | C3 MOTOR 14 (BCR ROTATION) | SEBIA |  | 96
10060202AS | C3 EVO PARTIAL TUBING KIT | SEBIA |  | 1165.2
10060214S | C3 TUBING #37 | SEBIA |  | 76.8
10060216S | C3 TUBING #40 | SEBIA |  | 36
10060234S | C3TO EVO SYRINGE MODULE | SEBIA |  | 1200
10060235AS | 6 WAYS VALVE MODULE | SEBIA |  | 1096.8
10060236S | DISTRIBUTOR MODULE | SEBIA |  | 684
10060241S | C3TO EVO FLUIDIC BLOCK MODULE | SEBIA |  | 598.8
10060243S | LAMP SHUTTER KIT | SEBIA |  | 144
10060244S | HYDRAULIC HUB | SEBIA |  | 80.4
10060245S | TUBING #38 PROTECTION KIT | SEBIA |  | 6.6667
10060710BS | C3 EVO MAINTENANCE KIT | SEBIA |  | 1108.0244
10061011CS | C3 CONTAINER CONNECTION BOARD | SEBIA |  | 253.2
10061012CS | C3 MACHINE CONNECTION BOARD | SEBIA |  | 236.4
10061038S | C3 TLA MOTHER PCB | SEBIA |  | 1232.4
10061211S | ELECTROVALVE EV13 | SEBIA |  | 100.8
10061607S | EXTERNAL WASTE CONTAINER | SEBIA |  | 199.2
10061C03S | ARM LID SENSOR #3 | SEBIA |  | 37.2
10062011S | C3 MC INTERFACE BOARD | SEBIA |  | 54
10062012S | CAN ENDING PCB | SEBIA |  | 10.8
10062013S | SWITCH BUTTON PCB | SEBIA |  | 34.8
10062014S | FUSES BOARD 24V | SEBIA |  | 34.8
10062015S | LIGHT INDICATOR BOARD | SEBIA |  | 40.8
10062016S | MC BOOST FUSE BOARD 24V | SEBIA |  | 63.6
10062018S | MC ENCODER ROTATION BOARD | SEBIA |  | 308.4
10062038AS | C3MC MOTHER BOARD | SEBIA |  | 1232.4
10062207BS | C3 A/C POWER SWITCH | SEBIA |  | 66
10062290BS | CAPI3 MC FRONT SHIFTER | SEBIA |  | 193.2
10062390S | MC FRONT RETRACTABLE FINGER | SEBIA |  | 398.4
10062901BS | MC LOADER TOOL KIT | SEBIA |  | 1528.8
10062C01S | POSITION SENSOR | SEBIA |  | 20.4
10062C02S | PRESENCE SENSOR | SEBIA |  | 24
10062C03S | µSWITCH SENSOR | SEBIA |  | 16.8
10062M01S | LINES/PLATEFORMS MOTOR #1 | SEBIA |  | 230.4
10062M07AS | C3 RACK RAISING MOTOR #7 | SEBIA |  | 225.6
10062M08S | RACK ROTATION MOTOR #8 | SEBIA |  | 74.4
10062M11S | MC TRANSFERS MOTOR #11 | SEBIA |  | 231.6
10063901S | MC ADJUSTMENT TOOLS | SEBIA |  | 862.8
10063C31S | DOOR SENSOR #31 | SEBIA |  | 37.2
10063M11AS | MC MOTOR 11 TRANSFERS | SEBIA |  | 264
10064010 | MEMBRANE PUMP DILUTOR VDC | SEBIA |  | 1060.8
10064020 | 25A RECTIFIER BRIDGE WZ WIRING | SEBIA |  | 367.2
10064030 | MEMBRANE PUMP VDC MANIFOLD | SEBIA |  | 1358.4
10064040 | CHAIN X-Y-Z CABLES | SEBIA |  | 1240.8
10064060 | LAMP ASSEMBLY | SEBIA |  | 690
10064070 | SYRINGE NEEDLE TUBING CHAIN | SEBIA |  | 315.6
10064080 | BLACK COATED NEEDLE | SEBIA |  | 765.6
10064090 | VALVE ASSY A-B-C-D-E-OUT | SEBIA |  | 686.4
10064100 | 1 ML SYRINGE | SEBIA |  | 483.6
10064110 | PUMP DRIVER A | SEBIA |  | 306
10064120 | PUMP DRIVER B | SEBIA |  | 306
10064130 | NEEDLE SYRINGE TUBING | SEBIA |  | 96
10064140 | REAGENTS EXTERNAL TUBINGS | SEBIA |  | 469.2
10064150 | PERISTALTIC PUMP TUBINGS | SEBIA |  | 453.6
10064160 | 1 ML SYRINGE PLUNGER | SEBIA |  | 286.8
10064170 | READER BOX CONNECTION CABLE | SEBIA |  | 175.2
10064180 | PLATE REDER/WASHER GROUP CENT. | SEBIA |  | 722.4
10064190 | SCRAPER MANIFOLD NOZZLE CLEAN. | SEBIA |  | 103.2
10064200 | TOOL FILTER CARRIAGE CENTERING | SEBIA |  | 103.2
10064210 | TOOL LAMP BEAM CENTERING | SEBIA |  | 110.4
10064230 | ENLARGER PROBE TUBING INSERT. | SEBIA |  | 175.2
10064240 | MICROPLATE READER GROUP CHECK. | SEBIA |  | 286.8
10064250 | Y-Z FLAT CABLES IF/BLOT | SEBIA |  | 913.2
10064260 | ELECTRIC VALVE (2 WAYS) | SEBIA |  | 483.6
10064280 | READER/WASHER CABLE/TUB CHAIN | SEBIA |  | 1554
10064290 | PERPENDICULARITY REF PROBE | SEBIA |  | 286.8
10064300 | TUBING CONNECTOR DIAM INT 4 MM | SEBIA |  | 342
10064310 | NEEDLE WASH BASIN | SEBIA |  | 780
10064340 | 2L FLAT BUFFER CONTAINER | SEBIA |  | 178.8
10064350 | TRANSFORMER (POWER SUPPLY) | SEBIA |  | 807.6
10064420 | DISPENSE MANIFOLD WZ FS1 VALVE | SEBIA |  | 1395.6
10066202BS | C3 OCTA ST COMPLETE TUBING KIT | SEBIA |  | 1256.4
10066224S | HYDRAULIC HUB 6x2 | SEBIA |  | 106.8
10066284S | C3O EMISSION OPTICAL FIBERS | SEBIA |  | 1000
10066289BS | OCTA FRONT ELECTRODE | SEBIA |  | 576
10066C24S | SENSOR #24 CATHODE TANK LEVEL | SEBIA |  | 83.7482
10067061S | C3 BOOST FUSE BOARD 24V | SEBIA |  | 140.4
10067283AS | C3T DBS CENTERED CATHODE TANK | SEBIA |  | 575
10067924S | C3 SOLID WASTE DISPOSAL SYSTEM | SEBIA |  | 13.2
10067928S | C3 SOLID WASTE DISPOSAL KIT | SEBIA |  | 160.8
10067940S | CAPI 3 FERRITE+ HOLDER KIT | SEBIA |  | 18
10068020S | C3 DBS CAPILLARIES PELTIER | SEBIA |  | 57
10068024S | C3 DBS CAPILLARIES FAN | SEBIA |  | 50.4
10068072S | C3 DBS DIST. INTERFACE BOARD | SEBIA |  | 204
10068074AS | C3 DBS STACKER INTERFACE BOARD | SEBIA |  | 178.8
10068075S | C3 DBS TEMP. REGULATION BOARD | SEBIA |  | 133.2
10068178S | C3 DBS OPTICAL ASSY INTERF. BD | SEBIA |  | 265.2
10068219S | C3 DBS BARCODE READER ASSEMBLY | SEBIA |  | 1089.6
10068285S | C3DBS TEMP. REGULATION MODULE | SEBIA |  | 1358.4
10068286S | C3 DBS CAPILLARY CARTRIDGE | SEBIA |  | 434.7832
10068288S | C3T/DBS CENTERED FRONT ELECTRODE | SEBIA |  | 715.2816
10068C39S | C3 DSB SENSOR 39 (µPLATE DOOR) | SEBIA |  | 42
10068C44S | C3 DBS SENSOR 44 µPLATE DETECT | SEBIA |  | 25.2
10069283AS | C3O CENTERED CATHODE TANK | SEBIA |  | 439.09
30058105S | WATER CONTAINER RFID TAG | SEBIA |  | 9.6
30058107S | WASTE CONTAINER RFID TAG | SEBIA |  | 9.6
31001733HS | STAINING TANK | SEBIA |  | 318
31001781S | PROTECTIVE FILM | SEBIA |  | 63.6
31001808AS | GEL HOLDER LEFT HANDLE | SEBIA |  | 14.4
31001809AS | GEL HOLDER RIGHT HANDLE | SEBIA |  | 14.4
31001817S | GEL POSITIONING GUIDE | SEBIA |  | 13.2
31002057CS | 10 WAY VALVE COVER | SEBIA |  | 56.4
31002059CS | VALVE COMMON POINT | SEBIA |  | 164.4
31002060BS | VALVE INLET | SEBIA |  | 76.8
31002311S | EMISSION FIBER OPTICS PRECENT | SEBIA |  | 85.2
31002312BS | RECEPTION FIBER OPTICS PRECENT | SEBIA |  | 99.6
31002354BS | SYRINGE HEAD CAPILLARYS | SEBIA |  | 171.6
31002355S | SYRINGE BODY | SEBIA |  | 106.8
31002364S | FRONT LEFT LID | SEBIA |  | 60
31002375BS | T COUPLING | SEBIA |  | 57.6
31002412BS | MOTOR 3 ENDLESS SCREW HOLDER | SEBIA |  | 20.4
31002414CS | ASSIST SCREW RING | SEBIA |  | 12
31002421CS | ASSIST ARM RING | SEBIA |  | 26.4
31002430CS | SAMPLE TUBE ADAPTOR | SEBIA |  | 9.6
31002431CS | TIMING BELT PULLEY | SEBIA |  | 26.4
31002480AS | GAP PAD | SEBIA |  | 51.6
31002500S | 1.4 L CONTAINER | SEBIA |  | 97.2
31002524S | 10 WAY VALVE STICKER | SEBIA |  | 9.6
31002525S | 24 TOOTHED PULLEY | SEBIA |  | 52.8
31002550AS | COVER METAL HINGE | SEBIA |  | 24
31002584S | ASSIST ARM TOP COVER | SEBIA |  | 43.2
31002585BS | ASSIST NEEDLE HOOD | SEBIA |  | 19.2
31002586AS | TELESCOPIC ARM BELT FEM COUPL. | SEBIA |  | 13.2
31002587AS | TELESCOPIC ARM BELT MALE COUPL | SEBIA |  | 13.2
31002595S | PELTIER ELEMENT ADHESIVE | SEBIA |  | 9.6
31002610AS | OPTO PROTECTION STICKER | SEBIA |  | 10.8
31002635S | BARCODE SHEET | SEBIA |  | 13.2
31002637S | HUMIDITY CHAMBER SHUTTER | SEBIA |  | 55.2
31002659CS | TEMP, PROBE END PIECE - 3VRS | SEBIA |  | 8.4
31002697S | CAPILLARYS RACK TRAY | SEBIA |  | 13.2
31002698S | FRAME FOR DYNAMIC MASK | SEBIA |  | 9.6
31002699S | FRAMEWORK DYNAMIC MASK | SEBIA |  | 8.4
31002740S | ASSIST RACK 1 STICKER | SEBIA |  | 12
31002741S | ASSIST RACK 2 STICKER | SEBIA |  | 12
31002742S | ASSIST RACK 3 STICKER | SEBIA |  | 14.4
31002743S | ASSIST RACK 4 STICKER | SEBIA |  | 12
31002750S | TANK & CONTAINER M5 COUPLING | SEBIA |  | 10.8
31002769AS | ASSIST ARM LOWER COVER | SEBIA |  | 33.6
31002808BS | CONTAINERS COMPARTMENT C2/FP | SEBIA |  | 130.8
31002815CS | X-Y NUT | SEBIA |  | 13.2
31002816S | SCREW Z | SEBIA |  | 54
31002817S | SCREW Y | SEBIA |  | 36
31002822AS | Y-Z HOLDER | SEBIA |  | 58.8
31002823S | SAMPLE PROBE Y-Z HOLDER | SEBIA |  | 57.6
31002844S | SENSOR 20R BARCKET | SEBIA |  | 15.6
31002854AS | ANODIC TANK | SEBIA |  | 85.2
31002896S | FIXED HINGE | SEBIA |  | 39.6
31002897AS | MOBILE HINGE | SEBIA |  | 42
31002900AS | RED PAD FRONT ELECTRODE | SEBIA |  | 9.6
31002910AS | HUMIDITY CHAMBER HEATING ELEMENT | SEBIA |  | 100.8
31002915S | WASHING BLOCK O RING HOLDER | SEBIA |  | 9.6
31002950AS | FRONT REAGENT STICKER | SEBIA |  | 193.2
31002951S | FRONT REAGENT BOARD L STICKER | SEBIA |  | 9.6
31002994AS | TRANSLATION CARRIER BODY | SEBIA |  | 9.6
31003038S | FILTER WHEEL | SEBIA |  | 9.6
31003045CS | PROBE WASHING BLOCK MINICAP | SEBIA |  | 93.3522
31003064BS | SYRINGE NUT FOR ENDLESS SCREW | SEBIA |  | 37.8292
31003065AS | MCP ENDLESS SCREW | SEBIA |  | 21.6
31003081BS | STOP TUBE | SEBIA |  | 10.8
31003083BS | DISTRIBUTOR TRAY | SEBIA |  | 84
31003108BS | LEFT GAP PAD | SEBIA |  | 15.6
31003109BS | RIGHT GAP PAD | SEBIA |  | 15.6
31003119BS | FRONT ELECTRODE ORING | SEBIA |  | 9.6
31003166AS | MINI CAP FRONT LINING | SEBIA |  | 126
31003224S | THERMAL ISOLATION | SEBIA |  | 31.2
31003229AS | COOLING PLATE | SEBIA |  | 37.2
31003232AS | DISTRI COVER WINDOW | SEBIA |  | 8.4
31003241S | SAMPLE PROBE HOLDER | SEBIA |  | 34.8
31003242S | NEEDLE SCREW MINICAP | SEBIA |  | 12
31003261AS | HYD 2 MIGRATION CHAMBER COMP. | SEBIA |  | 286.8
31003263S | THERMO. METAL PLATE | SEBIA |  | 45.6
31003265S | C3 DBS/HYD 2 THERMAL STICKER | SEBIA |  | 15.2332
31003266S | MIGRATION CHAMBER HEATER | SEBIA |  | 169.2
31003273S | HYD2 MIGR. CHAMBER CONTATC BLADE | SEBIA |  | 40.8
31003278S | CAM PANEL | SEBIA |  | 14.4
31003283AS | BUFFER RACK HOLDER | SEBIA |  | 48
31003286AS | APPLICATOR RACK HOLDER | SEBIA |  | 24
31003287S | MECH. STOP APPLI. RACK HOLDER | SEBIA |  | 9.6
31003299S | HYD2 LEFT SIDE COVER | SEBIA |  | 110.4
31003300S | HYD2 RIGHT SIDE COVER | SEBIA |  | 150
31003321S | "HYDRASYS 2" LABEL | SEBIA |  | 9.6
31003322S | "HYDRASYS 2 SCAN" LABEL | SEBIA |  | 4.8
31003327S | SCANNER COMPART. SHUTTER | SEBIA |  | 9.6
31003334S | REAGENT DOOR PROTECTION STICKER | SEBIA |  | 9.6
31003344S | AF BARCODE LABEL | SEBIA |  | 7.2
31003345S | AFSC BARCODE LABEL | SEBIA |  | 9.6
31003365S | ELEVATOR ADJUTMENT GAUGE | SEBIA |  | 9.6
31003369ES | FLEX BEVELED PROBE | SEBIA |  | 356.4
31003375AS | ELECTROMAGNET MECHANICAL STOP | SEBIA |  | 37.2
31003380AS | 8 WAY VALVE LINK AXIS | SEBIA |  | 14.4
31003381S | 8 WAY VALVE ADAPTOR | SEBIA |  | 16.8
31003383S | Y AXIS SCREW | SEBIA |  | 16.8
31003384S | Y AXIS SCREW NUT | SEBIA |  | 16.8
31003386AS | MOVING PLATE | SEBIA |  | 54
31003387S | GUIDANCE METAL ROD | SEBIA |  | 9.6
31003390S | C2FP DECOUPLING NUT | SEBIA |  | 13.2
31003391AS | C2FP 2VRS PROBE CARRIER | SEBIA |  | 85.2
31003392S | NEEDLE HORIZONTAL METAL AXIS | SEBIA |  | 14.4
31003398S | C2FP SPRING | SEBIA |  | 9.6
31003399AS | RACK MIXING TAB | SEBIA |  | 25.2
31003409S | FP GREEN PLASTIC LID | SEBIA |  | 96
31003417S | ASSIST ARM ROTATION INTERFACE | SEBIA |  | 72
31003419S | ASSIST ARM TRANSLAT. INTERF. | SEBIA |  | 85.2
31003420S | LOWER BEARING AXIS | SEBIA |  | 28.8
31003425S | WASHING WELL SHAKER | SEBIA |  | 36
31003426S | WASHING WELL | SEBIA |  | 42
31003428AS | AS SCREW/BEAR HOLDER | SEBIA |  | 103.2
31003437S | ELECTROVALVE BLOCK | SEBIA |  | 45.6
31003445S | FP BARCODE SHEET | SEBIA |  | 16.8
31003446S | TELESCOPIC MAGNETIC STRIP | SEBIA |  | 55.2
31003447S | FRONT REAG COMPARTMENT SURFACE | SEBIA |  | 193.2
31003448S | ASSIST ADHESIVE KEYPAD | SEBIA |  | 114
31003454S | FP WASTE CONTAINER PAD | SEBIA |  | 6
31003456S | FP PINCH VALVE HOLDER | SEBIA |  | 13.2
31003459S | HEATING ELEMENT STICKER | SEBIA |  | 19.2
31003466S | ELEVATOR TRAY S4 | SEBIA |  | 84
31003470S | MCAP THERMAL DEFLECTOR | SEBIA |  | 9.6
31003488AS | HYD2 NEW FOAM | SEBIA |  | 4.8
31003494S | FP WASTE CONTAINER HOLDER | SEBIA |  | 68.4
31003529BS | TUBES REDUCER | SEBIA |  | 4.8
31003532S | MECH. STOP BUFFER RACK HOLDER | SEBIA |  | 9.6
31003533S | SCREW MECH. STOP BUFFER RACK | SEBIA |  | 9.6
31003545BS | BROWN RUBBER PAD | SEBIA |  | 9.6
31003576CS | RACK Y MAGNETIC STRIP | SEBIA |  | 28.8
31003588AS | RACK MAGNET HOLDER | SEBIA |  | 34.8
31003589BS | RACK Z MAGNETIC STRIP | SEBIA |  | 18
31003596AS | INJECTION Y MAGNETIC STRIP | SEBIA |  | 21.6
31003605CS | INJECTION Z MAGNETIC STRIP | SEBIA |  | 18
31003623AS | ARM Y MAGNETIC STRIP | SEBIA |  | 19
31003631BS | PROBE HOLDER | SEBIA |  | 27.6
31003636AS | ARM Z MAGNETIC STRIP | SEBIA |  | 25
31003642AS | ARM X MAGNETIC STRIP | SEBIA |  | 38
31003655AS | C3 CONVEYOR BELT | SEBIA |  | 136.8
31003671S | HYD2 APPLICATOR CARR ROTAT AXIS | SEBIA |  | 8.4
31003675CS | C3 FORCE SENSOR HOLDER | SEBIA |  | 51.6
31003680BS | C3STD SYRINGE ENCODER HOLDER | SEBIA |  | 51.6
31003681AS | SYRINGE MAGNETIC STRIP | SEBIA |  | 13.2
31003682S | C3 FORCE SENSOR ADJUSTMENT SCREW | SEBIA |  | 19.2
31003772CS | LAMP HOLDER INTERFACE | SEBIA |  | 31.2
31003836CS | HUMIDITY CH. APPLI. 1 STICKER | SEBIA |  | 6
31003837CS | HUMIDITY CH. APPLI. 2 STICKER | SEBIA |  | 6
31003838CS | HUMIDITY CH. APPLI. 3 STICKER | SEBIA |  | 6
31003839CS | HUMIDITY CH. APPLI. 4 STICKER | SEBIA |  | 6
31003840AS | APPLICATOR CARRIER STICKER | SEBIA |  | 4.8
31003841S | NEEDLE/DCN CABLE SCREW | SEBIA |  | 12
31003896S | DEUTERIUM LAMP COVER | SEBIA |  | 20.4
31003899AS | C3 FRONT LEFT COVER (BLUE) | SEBIA |  | 253.2
31003909AS | C3 SAMPLE PROBE FLUIDIC BLOCK | SEBIA |  | 105.6
31003910AS | C3 WASH STATION | SEBIA |  | 101.9053
31003926BS | VALVE INTERFACE COUPLING | SEBIA |  | 31
31003940AS | VALVE MOTORS FLAG | SEBIA |  | 26.4
31004179S | RACK HOLDER STANDSTILL BUNG | SEBIA |  | 9.6
31004252BS | C3MC BYPASS PULLEY | SEBIA |  | 39.6
31004289AS | C3 FUSES BOARD COVER | SEBIA |  | 4.8
31004291BS | C3 FRONT PLASTIC SLIDE | SEBIA |  | 43.2
31004355AS | LOADER BELTS ELECTRO STOPPER | SEBIA |  | 20.4
31004356BS | C3 MC RAISING ARM | SEBIA |  | 105.6
31004358BS | LOADER BELT #1,2,3 AND RETURN | SEBIA |  | 114
31004366BS | CONVEYOR PLATEFORM BELT | SEBIA |  | 21.6
31004367AS | LOADER PLATEFORM BELT | SEBIA |  | 18
31004395AS | MC REAR PLASTIC SLIDE | SEBIA |  | 40.8
31004410BS | CAPI 3 SAMPLE PROBE SIDE HOLE | SEBIA |  | 356.109
31004412BS | MCPFP SAMPLE PROBE SIDE HOLE | SEBIA |  | 363.9556
31004413S | SYRINGE METAL LOCK WASHER | SEBIA |  | 7.2
31004430S | TIGHTENING KEY | SEBIA |  | 8.4
31004436S | INJECTION BRACKET | SEBIA |  | 66
31004477S | INJECTION FORK | SEBIA |  | 93.6
31004478S | LEFT FRONT METAL PLATE | SEBIA |  | 94.8
31004479S | RIGHT FRONT METAL PLATE | SEBIA |  | 94.8
31004480S | MCP BARCODE SHEET | SEBIA |  | 9.6
31004481S | MALE COUPLING | SEBIA |  | 63.0273
31004482BS | TERA ANODE TANK HOLDER | SEBIA |  | 20.4
31004486S | CAPI3 SCREEN FOAM | SEBIA |  | 10.8
31004543S | SYRINGE METAL LOCK WASH>93298 | SEBIA |  | 7.2
31004551AS | KEYED ANODE TANK | SEBIA |  | 8.8406
31004619BS | ARM X MAGNETIC STRIP | SEBIA |  | 63.6
31004668AS | THK FRICTION PAD | SEBIA |  | 10.8
31004678S | ELCTROMAGNET RACK STOPPER | SEBIA |  | 31.2
31004679AS | SHUTTER | SEBIA |  | 28.8
31004833BS | ANODE TANK | SEBIA |  | 4.84
31004835S | WASTE SLIDER CUFF | SEBIA |  | 9.6
31004857S | OCTA ANODE TANK HOLDER | SEBIA |  | 18
31004865S | RACK HOLDER FOR DILUTION POS. | SEBIA |  | 11.8924
31004887S | MAGNETIC STRIP HOLDER (Y RACK) | SEBIA |  | 10.8
31004902AS | EXTERNAL SEGMENT WASTE SLIDE | SEBIA |  | 9.6
31004904S | THERMAL REGULATION FOAM | SEBIA |  | 6
31004931S | PRESSURE RESTRICTOR | SEBIA |  | 21.6
31004934BS | INTERNAL SEGMENT WASTE SLIDE | SEBIA |  | 9.6
31004953S | ELECTROMAG RACK STOP LONG C3MC | SEBIA |  | 36
31005000S | C3 SHUTTER BRACKET | SEBIA |  | 12
31005041S | CHIP Ø3 | SEBIA |  | 3.6
31005059S | DBS THERMAL PAD (TEMP. SENSOR) | SEBIA |  | 14.4
31005138S | C3 DBS GAP PAD | SEBIA |  | 57.6
31005168BS | C3 DBS µPLATE HOLDER | SEBIA |  | 116.4
31005345BS | C3 DBS SIDE HOLE SAMPLE PROBE | SEBIA |  | 392.4
31005394AS | C3T UNREMOV. RECEPT OPT FIBER | SEBIA |  | 1221.56
31005395AS | C3T EMISSION OPTICAL FIBERS | SEBIA |  | 1318.4854
31005396AS | C3O UNREMOVABLE OPT RECEPT FIBER | SEBIA |  | 1231
31005401S | MCPFP EMISSION OPTICAL FIBERS | SEBIA |  | 445.2
31005402S | MCPFP RECEPTION #1&2 FIBERS | SEBIA |  | 488.4
31005618S | BYPASS CONNECTION PIN + M5 NUT | SEBIA |  | 70.8
31005691S | C3 PUMP MAINTENANCE KIT | SEBIA |  | 126
32000063AS | MINICAP 420NM FILTER | SEBIA |  | 109.2
32000064AS | MINICAP 200NM FILTER | SEBIA |  | 318
38000005S | CALIBRATION GEL | SEBIA |  | 14.4
38000006S | GELSCAN CALIBRATION GEL >103 | SEBIA |  | 66
40000140S | PINCH VALVE SILASTIC TUBING | SEBIA |  | 37.2
40000154S | PROBE WASHING BLOCK O RING | SEBIA |  | 9.6
40000162S | NEEDLE O'RING | SEBIA |  | 9.6
40000164S | LEVEL SENSOR O'RING | SEBIA |  | 9.6
40000167S | MCP/FP PRESSURE SENS O'RING 2,9 | SEBIA |  | 10.8
40000168S | MCP CATHODE TANK O'RING | SEBIA |  | 3.6
40000172S | MOTOR COUPLING | SEBIA |  | 88.8
40000184S | WASH STATION O'RING | SEBIA |  | 9.6
40000190S | CATHODE O'RING CAPILLARYS 2 | SEBIA |  | 12
40000240S | PRESSURE COUPLING | SEBIA |  | 9.6
40000243S | ELBOW COUPLING | SEBIA |  | 22.8
40000245S | T POLY T220 FITTING | SEBIA |  | 9.6
40000248S | FEMALE LUER FITTING | SEBIA |  | 9.6
40000249S | FEMALE QUICK COUPLING | SEBIA |  | 51.6
40000250S | MALE QUICK COUPLING | SEBIA |  | 27.6
40000251S | RED TUBING POLYRETHANE | SEBIA |  | 4.8
40000252S | BLUE TUBING POLYRETHANE | SEBIA |  | 4.8
40000254S | BLUE TUBING POLYRETHANE | SEBIA |  | 6
40000255S | TYGON TUBING - CAPILLARYS | SEBIA |  | 6
40000257S | PRESSURE RESERVOIR SAFETY VALVE | SEBIA |  | 19.2
40000258S | CAPILLARYS PELTIER ELEMENT | SEBIA |  | 122.4
40000261S | FINGERTIGHT FOR SYRINGE | SEBIA |  | 25.2
40000262S | SYRINGE 'O'RING | SEBIA |  | 57.6
40000274S | WHITE O'RING M5 COUPL TANK/CONT | SEBIA |  | 9.6
40000277S | 6 SIDE KEY | SEBIA |  | 3.6
40000278S | MOTOR 1 & 2 BELT | SEBIA |  | 18
40000280S | MOTOR 3 BELT | SEBIA |  | 14
40000283S | PVC TUBING - 2*4 - CAPILLARYS | SEBIA |  | 3.6
40000324S | FEMALE CONTAINER COUPLING | SEBIA |  | 12
40000325S | MALE CONTAINER COUPLING | SEBIA |  | 4.8
40000326S | TUBING 3X6 (1M) | SEBIA |  | 13.2
40000365S | CHECK VALVE | SEBIA |  | 10.8
40000376S | TORX KEY (10) | SEBIA |  | 4.8
40000378S | INTERNAL TUBING | SEBIA |  | 34.8
40000381S | HYD2 PUMP WHITE FITTING | SEBIA |  | 4.8
40000385S | WASTE CONT. MALE COUPLING | SEBIA |  | 12
40000386S | WASTE CONT. FEMALE COUPLING | SEBIA |  | 33.6
40000387S | WASTE CONTAINER OVERFLOW SENSOR | SEBIA |  | 177.6
40000403S | LEFT/RIGHT MOUVEMENT | SEBIA |  | 40.8
40000405S | CONVEYOR BELT | SEBIA |  | 80.4
40000411S | AIR FILTER | SEBIA |  | 16.8
40000416S | 1L CONTAINER WITHOUT CAP | SEBIA |  | 15.6
40000418S | TELESCOPIC ARM BELT | SEBIA |  | 14.4
40000422S | COVER RIGHT ANGLE BRACKET | SEBIA |  | 14.4
40000424S | ASSIST DILUTION CUP | SEBIA |  | 0.6
40000428S | CAPI2 FP TEFLON TUBING | SEBIA |  | 16.8
40000429S | P308N BLACK FITTING | SEBIA |  | 9.6
40000430S | P300 FITTING | SEBIA |  | 7.2
40000443S | REAR RACK PROT. STICKER 0.057M | SEBIA |  | 16.8
40000449S | RED LUER FITTING | SEBIA |  | 9.6
40000450S | BLUE LUER FITTING | SEBIA |  | 9.6
40000451S | PROBE HOME POS TUBE 13MMX100MM | SEBIA |  | 9.6
40000454S | QUICK COUPLING O RING | SEBIA |  | 6
40000462S | C3 REGULATOR SAFETY VALVE 1BAR | SEBIA |  | 22.8
40000468S | P208N BLACK FITTING | SEBIA |  | 9.6
40000469S | P.200N FERRURE | SEBIA |  | 9.6
40000473S | C2/FP PUMP BLUE ELBOW FITTING | SEBIA |  | 12
40000477S | MANIFOLD ELBOW FITTING M5-4mm | SEBIA |  | 9.6
40000478S | MANIFOLD ELBOW FITTING M5-6mm | SEBIA |  | 6
40000479S | SECURITY VALVE FITTING | SEBIA |  | 9.6
40000480S | PRESSURE REGULATOR | SEBIA |  | 58.8
40000481S | PRESSURE REDUCER | SEBIA |  | 10.8
40000489S | MALE LUER FITTING | SEBIA |  | 9.6
40000503S | DEUTERIUM LAMP POWER SUPPLY | SEBIA |  | 525.6
40000505S | RACK HOLDER MAGNET | SEBIA |  | 4.8
40000506S | C3 8-WAY VALVE | SEBIA |  | 482.4
40000508S | WASTE OVERFLOW SENSOR | SEBIA |  | 12
40000509S | WASTE CONT WITHOUT CAP (500ML) | SEBIA |  | 8.4
40000510S | REAGENT CONTAINER (250ML) | SEBIA |  | 4.8
40000520AS | SYRINGE 2,5 ML | SEBIA |  | 214.8
40000525S | SYRINGE PISTON | SEBIA |  | 135.6
40000530S | CUP DISPENSER SPRING | SEBIA |  | 9.6
40000549S | MOTOR 6 COUPLING | SEBIA |  | 94.8
40000551S | ROTATION MAGNETIC RING 32 | SEBIA |  | 13.2
40000560S | C3/MCP CHECK VALVE | SEBIA |  | 6.6006
40000573S | GELSCAN POWER SUPPLY | SEBIA |  | 148.8
40000578S | 24V POWER SUPPLY | SEBIA |  | 230.4
40000586S | SYRINGE 1ML | SEBIA |  | 236.4
40000587S | RACK Y MOTOR BALL BEARING | SEBIA |  | 9.6
40000588S | µPLATE DOOR LOCKING | SEBIA |  | 15.6
40000589S | ARM Z + INJ Y BALL BEARING | SEBIA |  | 9.6
40000594S | C3 SEGMENT LOADER SPRING | SEBIA |  | 10.8
40000607S | 6 WAY VALVE | SEBIA |  | 445.2
40000611S | VALVE O RING | SEBIA |  | 4.8
40000614S | HUB O RING | SEBIA |  | 3.6
40000641S | C3 ELECTROMAG. STOP PIN SPRING | SEBIA |  | 9.6
40000646S | CATHODE TANK LUER FITTING | SEBIA |  | 9.6
40000647S | C3T CATHODE TANK O RING | SEBIA |  | 9.6
40000650S | FLEX WASTE CONTAINER SPRING | SEBIA |  | 12
40000665S | SYRINGE MOTOR O'RING | SEBIA |  | 3.6
40000677S | WASTE CONTAINER CAP O'RING | SEBIA |  | 6
40000695S | FEMALE TWIN TUBES COUPLING | SEBIA |  | 40.8
40000696S | MALE TWIN TUBES COUPLING | SEBIA |  | 26.4
40000697S | MALE 6 TUBES COUPLING | SEBIA |  | 60
40000698S | FEMALE 6 TUBES COUPLING | SEBIA |  | 50.4
40000703S | LIQUID FLOW REDUCER (BLUE) | SEBIA |  | 10.8
40000704S | LIQUID FLOW REDUCER (WHITE) | SEBIA |  | 10.8
40000755S | C3O CATHODE TANK O RING | SEBIA |  | 9.6
40000793S | PRESSURE REGULATOR | SEBIA |  | 139.2
40000796S | DIAMETER REDUCER FITTING | SEBIA |  | 9.6
40000823S | WASTE CONT. CAP FITTING ORING | SEBIA |  | 3.6
40000826S | COTTON SWAB (X50) | SEBIA |  | 90
40000881S | C3 ELBOW FITTING | SEBIA |  | 14.4
40010032S | LIGHTNING PC BOARD | SEBIA |  | 68.4
40010040AS | C3 7" TFT SCREEN | SEBIA |  | 217.2
40101000AS | WHITE MECHANICAL GREASE | SEBIA |  | 20.4
41000008AS | CAPI2 SHIELDED SAMPLE TUBING | SEBIA |  | 45.6
41000011AS | MCP VALVE-SAMLPE PROBE TUBING | SEBIA |  | 37.2
41000015CS | C2FP VALVE/SAMPLE PROBE TUBING | SEBIA |  | 85.2
41000046AS | VALVE-SAMPLE PROBE TUBING | SEBIA |  | 54
41100001S | POWER CORD | SEBIA |  | 10.8
41100014S | US POWER SUPPLY CORD | SEBIA |  | 28.8
41100131S | I2C BUS CABLE | SEBIA |  | 33.6
41100140S | COMPUTER/CAPI CABLE (RS232) | SEBIA |  | 33.6
41100144S | KEYBOARD CABLE | SEBIA |  | 21.6
41100145S | MOTHER BOARD CABLE | SEBIA |  | 21.6
41100166S | H+2/ASSIST CONTAINER CABLE | SEBIA |  | 28.8
41100178S | DISPLAY/SAMPLER PCB CABLE | SEBIA |  | 8.4
41100179S | SENSOR #16 CABLE | SEBIA |  | 8.4
41100180S | SENSOR #17 CABLE | SEBIA |  | 7.2
41100181S | ENCODEUR #5 CABLE | SEBIA |  | 8.4
41100184S | SENSOR #14 CABLE | SEBIA |  | 7.2
41100185S | SENSOR #15 CABLE | SEBIA |  | 7.2
41100186S | SENSOR #21 CABLE | SEBIA |  | 7.2
41100187S | SENSOR #18 CABLE | SEBIA |  | 7.2
41100188S | SENSOR #19 CABLE | SEBIA |  | 7.2
41100189S | SENSOR #27 CABLE | SEBIA |  | 7.2
41100190S | M9 ENCODER CABLE | SEBIA |  | 9.6
41100191S | CARRIER/BARCODE READER CABLE | SEBIA |  | 51.6
41100195S | SYRINGE/SAMPLER PCB CABLE | SEBIA |  | 8.4
41100196S | XY LINK/SAMPLER PCB CABLE | SEBIA |  | 8.4
41100197S | PASSEUR/DCN BOARD CABLE | SEBIA |  | 7.2
41100198S | INLET CONV/SAMPLER PCB CABLE | SEBIA |  | 9.6
41100199S | CARRIER/SAMPLER PCB CABLE | SEBIA |  | 9.6
41100200S | INTRO RACK/SAMPLER PCB CABLE | SEBIA |  | 9.6
41100201S | HAND PRESENCE SENSOR 39 | SEBIA |  | 33.6
41100202S | SENSOR #20 CABLE | SEBIA |  | 7.2
41100203S | SENSOR #20 R CABLE | SEBIA |  | 7.2
41100204S | SENSOR #22 CABLE | SEBIA |  | 9.6
41100205S | SENSOR #10 CABLE | SEBIA |  | 7.2
41100206S | SENSOR #24 CABLE | SEBIA |  | 7.2
41100207S | SENSOR #26 CABLE | SEBIA |  | 6
41100208S | SENSOR #28 CABLE | SEBIA |  | 6
41100209S | SENSOR #29 CABLE | SEBIA |  | 6
41100210S | SENSOR #12 CABLE | SEBIA |  | 7.2
41100211S | SENSOR #4 CABLE | SEBIA |  | 10.8
41100212S | TEMPERATURE PROBE CABLE | SEBIA |  | 7.2
41100214S | DISTRI/TANK BOARD CABLE | SEBIA |  | 10.8
41100215S | DISTRI/REAG DETECT/EV PCB CABLE | SEBIA |  | 13.2
41100216S | DISTRI/LOW VOLT PS CABLE | SEBIA |  | 9.6
41100217S | DISTRI/HIGH VOLT PS CABLE | SEBIA |  | 8.4
41100218S | C2 CONTAINER PCB/PS CABLE | SEBIA |  | 75.6
41100219S | DETECT/DISTRIBUTOR BOARD CABLE | SEBIA |  | 8.4
41100220S | CCD / RS232 CABLE | SEBIA |  | 13.2
41100221S | CCD/LOW VOLT. P SUPPLY CABLE | SEBIA |  | 9.6
41100222S | BOOSTER I2C CABLE | SEBIA |  | 12
41100224S | SENSOR #7 CABLE | SEBIA |  | 7.2
41100225AS | SENSOR #8 CABLE - 2 VRS | SEBIA |  | 7.2
41100226AS | TANK/ REAGENT BOARD CABLE | SEBIA |  | 9.6
41100227S | REAGENT/INLET CONVEYOR BD CABLE | SEBIA |  | 9.6
41100228S | SENSOR #9 CABLE | SEBIA |  | 9.6
41100229S | SENSOR #36 CABLE | SEBIA |  | 9.6
41100230S | WASTE SENSOR CABLE | SEBIA |  | 8.4
41100236S | EV 21 CABLE | SEBIA |  | 24
41100244S | TANK/DCN BOARD CABLE | SEBIA |  | 8.4
41100245S | SENSOR #3 - DETECT. CABLE | SEBIA |  | 56.4
41100247S | BOOSTER BOARD CABLE | SEBIA |  | 10.8
41100260AS | MCP/FP ABS ENCODER/ELEVATOR J3 | SEBIA |  | 27.6
41100263S | OD/TEMPERATURE BOARD CABLE | SEBIA |  | 13.2
41100264S | PRES. /OD BOARD CABLE | SEBIA |  | 13.2
41100265S | MOTHER/FILTER WHEEL BOARD CABLE | SEBIA |  | 14.4
41100266S | SYRINGE/FILTER WHEEL BOARD CABLE | SEBIA |  | 14.4
41100267S | SYRINGE/VALVE BOARD CABLE | SEBIA |  | 14.4
41100268S | BOOSTER/VALVE BOARD CABLE | SEBIA |  | 14.4
41100269S | NEEDLE/BOOSTER CABLE | SEBIA |  | 12
41100270AS | OUT DISPENSER/IN NEEDLE CABLE | SEBIA |  | 13.2
41100271S | CABLE DISPENSER J4 / ELEVATOR J3 | SEBIA |  | 10.8
41100272S | DISTRI. BOARD/ELEVATOR CABLE | SEBIA |  | 10.8
41100273S | CAROUSEL/DITRI. BOARD CABLE | SEBIA |  | 14.4
41100274S | MOTHER BOARD/CONT. BOARD CABLE | SEBIA |  | 13.2
41100275S | M BOARD/SYRINGE ENCODER CABLE | SEBIA |  | 13.2
41100276S | M BOARD/NEEDLE ENCODER CABLE | SEBIA |  | 13.2
41100277S | BARCODE READER CABLE | SEBIA |  | 8.4
41100278S | SERIAL CABLE | SEBIA |  | 12
41100279S | MOTHER BOARD/OD BOARD CABLE | SEBIA |  | 80.4
41100280AS | MOTHER BOARD/BOOSTER CABLE | SEBIA |  | 14.4
41100281AS | MCP/FP SAMP PROBE DETECT CABLE | SEBIA |  | 52.26
41100282S | OUT ELEVATOR/IN DISPENSER CABLE | SEBIA |  | 33.6
41100283S | OUTPUT DISTRI/INPUT ELEVAT CABLE | SEBIA |  | 14.4
41100289AS | HYD2 MOTHER BOARD/TEMP. SENSOR CABLE | SEBIA |  | 13.2
41100291S | DISPLAY LIGHTNING CABLE | SEBIA |  | 13.2
41100294S | HYD2 MOTHER BOARD/DISPLAY CABLE | SEBIA |  | 75.6
41100299S | FP ELECTROVALVE #4 CABLE | SEBIA |  | 16.8
41100300S | C2FP SAMPLER PCB/SHAKING PCB | SEBIA |  | 10.8
41100302BS | C2FP WASTE CONTAINER CABLE | SEBIA |  | 176.4
41100303S | FP ELECTROVALVE #9 CABLE | SEBIA |  | 14.4
41100309S | ASSIST ENCODER CABLE | SEBIA |  | 13.2
41100313S | ENCODER ELEVAT/MOT BOARD CABLE | SEBIA |  | 39.6
41100317S | H2O & WASTE CONTAINER CABLE | SEBIA |  | 171.6
41100319AS | OUT ELEV/SHAKER/INPUT DISP CABLE | SEBIA |  | 19.2
41100321AS | SHAKER MOTOR FLAT CABLE | SEBIA |  | 20.4
41100322DS | MCPFP PLIERS MIDDLE CABLE | SEBIA |  | 45.6
41100324AS | MCAPFP MOTOR ELEVATOR CABLE | SEBIA |  | 19.2
41100325S | USB CABLE | SEBIA |  | 12
41100326S | C3 SCREEN FLAT CABLE | SEBIA |  | 9.6
41100327BS | COAXIAL DCN CABLE V3 | SEBIA |  | 20
41100328S | C3 11-12 POWER SUPPLY CABLE | SEBIA |  | 26.4
41100329BS | C3 INTERMEDIARY 1-2-3 CABLE | SEBIA |  | 33.6
41100330S | C3 4-5 POWER SUPPLY CABLE | SEBIA |  | 25.2
41100331AS | C3 ACQUIS. POWER SUPPLY CABLE | SEBIA |  | 18
41100332S | C3 10 POWER SUPPLY CABLE | SEBIA |  | 16.8
41100333BS | FUSE POWER SUPPLY CABLE | SEBIA |  | 22.8
41100334S | INJ. Z FLAT CABLE | SEBIA |  | 43.2
41100335AS | HV-3 POWER SUPPLY CABLE | SEBIA |  | 14.4
41100336S | C3 415NM LED-2 POWER SUPPLY CABLE | SEBIA |  | 16.8
41100337AS | C3STD 8-9 PS CABLE (SN<222) | SEBIA |  | 18
41100338AS | C3 VIDEO-1 POWER SUPPLY CABLE | SEBIA |  | 18
41100339S | WASTE CONTAINER CABLE | SEBIA |  | 45.6
41100340AS | C3 DCN PCB CABLE | SEBIA |  | 15.6
41100341S | C3 HV PCB CABLE | SEBIA |  | 20.4
41100342AS | C3 ARM X ENCODER CABLE | SEBIA |  | 18
41100343AS | C3 ARM Y ENCODER CABLE | SEBIA |  | 16.8
41100345AS | C3 INJECTION Z ENCODER CABLE | SEBIA |  | 31.2
41100346AS | C3 INJECTION Y ENCODER CABLE | SEBIA |  | 31.2
41100347CS | C3 MONOCHROMATOR ENCODER CABLE | SEBIA |  | 39.6
41100348AS | C3 RACK Z ENCODER CABLE | SEBIA |  | 31.2
41100349AS | C3 RACK Y ENCODER CABLE | SEBIA |  | 31.2
41100350S | C3 DISTRIBUTOR ENCODER CABLE | SEBIA |  | 39.6
41100351S | INJECTION ROTATION ENCODER CABLE | SEBIA |  | 33.6
41100352S | SAMPLE PROBE & SYRINGE ENCODER CABLE | SEBIA |  | 39.6
41100353S | C3STD TANK VALVE ENCODER CABLE | SEBIA |  | 39.6
41100354S | C3STD SYRIN VALV ENCODER CABLE | SEBIA |  | 40.8
41100355S | C3 POWER SUPPLY CONTROL CABLE | SEBIA |  | 34.8
41100356S | C3 GND_CAPILLARY TERMAL BLOCK CABLE | SEBIA |  | 6
41100359S | C3 PRESSURE CABLE | SEBIA |  | 20.4
41100360AS | C3 RF-ID RACK CABLE | SEBIA |  | 25.2
41100361S | C3 RF-ID S1/S2/S3 CABLE | SEBIA |  | 63.6
41100362AS | C3 RF-ID S4/IT CABLE | SEBIA |  | 50.4
41100365AS | C3 NEEDLE FLAT CABLE | SEBIA |  | 16.8
41100366S | C3 STD FORCE PCB FLAT CABLE | SEBIA |  | 13.2
41100367AS | CAN BUS 8-9 FLAT CABLE | SEBIA |  | 12
41100368AS | C3 CAN BUS 9-12 FLAT CABLE | SEBIA |  | 9.6
41100369S | C3 CAN BUS 1-2 FLAT CABLE | SEBIA |  | 10.8
41100370S | C3 CAN BUS 3-4 FLAT CABLE | SEBIA |  | 9.6
41100371S | C3STD CAN BUS FORCE-10 FLAT CABLE | SEBIA |  | 9.6
41100372AS | CAN BUS FORCE-11 FLAT CABLE | SEBIA |  | 9.6
41100373BS | C3 CAN BUS 2-3 FLAT CABLE | SEBIA |  | 14.4
41100374BS | C3 CAN BUS MOTHERBD1 FLAT CABLE | SEBIA |  | 13.2
41100375S | C3 CAN BUS 4-5 FLAT CABLE | SEBIA |  | 12
41100376S | C3 CAN BUS 5-8 FLAT CABLE | SEBIA |  | 13.2
41100377AS | CAN BUS 10-11 FLAT CABLE | SEBIA |  | 9.6
41100378AS | C3 MAIN LID ELECTROMAGN CABLE | SEBIA |  | 13.2
41100379AS | C3 SEGM LOADER ELECTROMAGNET | SEBIA |  | 13.2
41100380S | C3 OUTLET ELECTROMAGNET 2 CABLE | SEBIA |  | 13.2
41100381S | C3 OUTLET ELECTROMAGNET 1 CABLE | SEBIA |  | 13.2
41100382S | C3 INLET ELECTROMAGNET 2 CABLE | SEBIA |  | 14.4
41100383S | C3 INLET ELECTROMAGNET 1 CABLE | SEBIA |  | 15.6
41100384S | SHUTTER CABLE | SEBIA |  | 12
41100386S | CAN BUS 13-14 FLAT CABLE | SEBIA |  | 48
41100387S | CAN BUS 12-13 FLAT CABLE | SEBIA |  | 19.2
41100388AS | CAN BUS 5-7 FLAT CABLE | SEBIA |  | 18
41100389AS | INJECT. Z FLAT CABLE SN <149 | SEBIA |  | 30
41100390AS | CAN BUS 5-6 FLAT CABLE | SEBIA |  | 18
41100391AS | RACK Z FLAT CABLE | SEBIA |  | 17
41100392AS | ARM Z-BCR FLAT CABLE | SEBIA |  | 25.2
41100393S | ACQUISITION FLAT CABLE | SEBIA |  | 48
41100394S | CONTAINER FLAT CABLE | SEBIA |  | 36
41100395S | HDMI SCREEN CABLE | SEBIA |  | 25.2
41100396AS | C3 415NM LED CABLE | SEBIA |  | 20.4
41100400S | MOTHER PCB/BLUE LED PCB CABLE | SEBIA |  | 12
41100401AS | MCPFP FAN CABLE | SEBIA |  | 12
41100405S | FFC CMOS FLAT CABLE | SEBIA |  | 9.6
41100406S | C3 CAPILLARY LIGHTING CABLE | SEBIA |  | 16.8
41100407AS | C3 INTER. CONVEYOR MOTOR CABLE | SEBIA |  | 22.8
41100411S | HAYDON POWER CABLE 30CM | SEBIA |  | 12
41100423S | FFC BCR CODER FLAT CABLE | SEBIA |  | 18
41100425AS | FFC BARCODE READER FLAT CABLE | SEBIA |  | 40.8
41100426S | MOTOR 13 (ARM Z) CABLE | SEBIA |  | 21.6
41100427S | MOTOR 12 (ARM Y) CABLE | SEBIA |  | 21.6
41100428S | C3 MOTOR 11 (ARM X) CABLE | SEBIA |  | 18
41100429S | MOTOR 17 (SYRINGE) CABLE | SEBIA |  | 19.2
41100430S | MOTOR 16 (SYRINGE VALVE) CABLE | SEBIA |  | 15.6
41100431S | C3STD MOT.15 TANK VALVE CABLE | SEBIA |  | 15.6
41100432AS | C3 MOTOR 2 (RACK Y) CABLE | SEBIA |  | 26.4
41100433BS | C3 MOTOR 3 (RACK Z) CABLE | SEBIA |  | 26.2209
41100434S | C3 MOTOR 6 (SEGMENT LOADER) CABLE | SEBIA |  | 25.2
41100435S | C3 MOTOR 7 (µPLATE LOADER) CABLE | SEBIA |  | 21.6
41100436BS | C3 MOTOR 8 (INJECTION Z) CABLE | SEBIA |  | 19.2
41100437AS | C3 MOTOR 9 (INJECTION Y) CABLE | SEBIA |  | 26.4
41100440AS | C3 8 POWER SUPPLY CABLE | SEBIA |  | 19.2
41100441S | CONT. B/CONT. CONN. PCB FLAT CABLE | SEBIA |  | 50.4
41100442S | FORCE PCB FLAT CABLE | SEBIA |  | 15.6
41100443S | CAN BUS 5-8 FLAT CABLE | SEBIA |  | 14.4
41100444AS | CAN BUS 9-12 FLAT CABLE | SEBIA |  | 39.6
41100445S | ARM MOTOR #11 CABLE | SEBIA |  | 21.6
41100446S | MAIN LID ELECTROMAGNET CABLE | SEBIA |  | 15.6
41100447S | CONVEYOR MOTOR INTERM. CABLE | SEBIA |  | 58.8
41100448S | CONT. A/CONT. CONN. PCB FLAT CABLE | SEBIA |  | 51.6
41100449AS | TLA CONT DOOR GROUND CABLE | SEBIA |  | 26.4
41100452AS | C3 LAMP POWER SUPPLY CABLE | SEBIA |  | 43.2
41100453AS | C3 NEW MC POWER CABLE | SEBIA |  | 37.2
41100454S | SHORT CAN FLAT CABLE | SEBIA |  | 9.6
41100455S | LONG CAN FLAT CABLE | SEBIA |  | 9.6
41100456S | C3 MC EXTERNAL CAN CABLE | SEBIA |  | 15.6
41100457S | RFID CABLE #4 | SEBIA |  | 37.2
41100458S | RFID CABLE #1,2,3 | SEBIA |  | 70.8
41100460S | SHORT ENCODER CABLE | SEBIA |  | 19.2
41100461S | LONG ENCODER CABLE | SEBIA |  | 25.2
41100463S | MC REAR LOADER POWER CABLE | SEBIA |  | 26.4
41100464S | FRONT LOADER POWER CABLE | SEBIA |  | 33.6
41100465S | LOADER TO BYPASS POWER CABLE | SEBIA |  | 55.2
41100466S | BYPASS POWER CABLE | SEBIA |  | 40.8
41100467S | REAR UNLOAD. MOTOR TRANS. CABLE | SEBIA |  | 21.6
41100468S | FRONT LOAD. MOTOR TRANS. CABLE | SEBIA |  | 25.2
41100469AS | CONN. CONT./CONTAINER FLAT CABLE | SEBIA |  | 94.8
41100472S | DOBLE LOCK CABLE | SEBIA |  | 18
41100487S | NEEDLE ENCODER PCB FLAT CABLE | SEBIA |  | 15
41100488S | TRIPLE LOCK CABLE | SEBIA |  | 20.4
41100490S | BYPASS CAN ADAPTATOR CABLE | SEBIA |  | 19.2
41100493CS | C3 ANODE TANK SENSOR CABLE | SEBIA |  | 45.6
41100525S | C3 EVO FLAT CABLE - SYRINGE ASSY | SEBIA |  | 37.2
41100526AS | C3 EVO FLAT - TANK VALVE ASSY | SEBIA |  | 61.2
41100527S | C3 EVO FLAT CABLE - SYRIN VALVE ASSY | SEBIA |  | 60
41100531S | C3 EVO FLAT CABLE - I2C - 10-11 | SEBIA |  | 10.8
41100532S | C3 DBS INJECTION TOOL CABLE | SEBIA |  | 25.2
41100534AS | C3 EVO FLAT CABLE CAN BUS11-12 | SEBIA |  | 12
41100535AS | C3 EVO FLAT CABLE CAN BUS10-11 | SEBIA |  | 12
41100536S | C3 EVO FLAT CABLE CAN BUS 9-10 | SEBIA |  | 12
41100538AS | C3EVO ELECTROVALVE BLOCK CABLE | SEBIA |  | 60
41100551S | C3 DBS TEMP. REGULATION CABLE | SEBIA |  | 42
41100552S | C3 DBS MID INJECT. TOOL CABLE | SEBIA |  | 20.4
41100553S | C3 DBS INT. µPLATE LOCK CABLE | SEBIA |  | 33.6
41100575AS | C3 FUSE BOARD CABLE | SEBIA |  | 33.6
41100576S | MC SCREEN LOADER CABLE | SEBIA |  | 43.2
42589007S | STAINING COMPART HEATING ELEMENT | SEBIA |  | 94.8
45020022S | MCP POWER SWITCH | SEBIA |  | 88.8
45340027S | C3 FUSE 5X20 3.15A FST | SEBIA |  | 9.6
45340031S | CCD POWER SUPPLY FUSE | SEBIA |  | 6
45340045S | FUSE 5X20 3.15A SPT | SEBIA |  | 9.6
45340046S | 5x20 2A SPT FUSE | SEBIA |  | 9.6
45350009S | PROBE MICROSWITCH | SEBIA |  | 12
45360015S | MIGRATION COVER ELECTROMAGNET | SEBIA |  | 96
45360016S | STAINING GEL HOLD. ELECTROMAGNET | SEBIA |  | 120
45360024S | H2 PINCH VALVE | SEBIA |  | 168
45360032S | HYDRASY LC RELAY | SEBIA |  | 33.6
45360034S | LIQUID VALVE | SEBIA |  | 205.2
45360036AS | C2FP PINCH VALVE | SEBIA |  | 114
45360036S | C2FP PINCH VALVE | SEBIA |  | 114
45360037S | PULL ELECTROMAGNET | SEBIA |  | 20.0067
45360043AS | C3 EVO DEUTERIUM LAMP SHUTTER | SEBIA |  | 167.6594
45360044S | C3 DBS ELECTRONIC LOCKER | SEBIA |  | 190.8
45370002S | ELEVATOR RAIL | SEBIA |  | 57.6
45370004S | BEARING RAIL | SEBIA |  | 61.2
45370006S | MCFP SHAKER MOTOR RAIL | SEBIA |  | 530.4
45370007S | C3 ARM X RAIL | SEBIA |  | 231.6
45370009S | C3 RAIL Z ARM | SEBIA |  | 110.4
45370010S | RACK RAIL Y | SEBIA |  | 134.4
45370011S | RACK RAIL Z | SEBIA |  | 70.8
45370012S | INJECTION RAIL Y | SEBIA |  | 81.6
45370014S | C3 DBS µPLATE STACKER SLIDER | SEBIA |  | 88.8
45370017S | C3 INJECTION RAIL Z | SEBIA |  | 70.8
45370022S | C3 DBS HORIZONTAL SLIDER | SEBIA |  | 68.4
45400046S | MCP FLEX GREEN LED | SEBIA |  | 7.2
45510116S | WASTE OVERFLOW SENSOR | SEBIA |  | 24
45510254S | HYD 2 USB CONNECTOR | SEBIA |  | 19.2
45610013S | 1N 4007 DIODE | SEBIA |  | 3.6
45640023S | PHOTOTRANSISTOR | SEBIA |  | 15.6
45640024S | DILUTION SEGMENT LASER | SEBIA |  | 26.4
45660003S | PRESSURE SENSOR (CAPT1) | SEBIA |  | 75.6
45660004S | PRESSURE SENSOR (CAPT2) | SEBIA |  | 75.6
45670002S | MOTOR ENCODER | SEBIA |  | 153.6
45732004S | PUMP DRIVER IFR 540 | SEBIA |  | 13.2
49200012S | EEPROM MINICAP | SEBIA |  | 9.6
50000055S | SYRINGE VALVE MOTOR | SEBIA |  | 73.2
50000056S | DISTRIBUTOR AND CAROUSEL MOTOR | SEBIA |  | 73
50000057S | ELEVATOR MOTOR SN >250 | SEBIA |  | 72.37
50000061S | PROBE WASHING PUMP | SEBIA |  | 481.2
50000062S | ASSIST WASTE PUMP | SEBIA |  | 598.8
50000063S | MCP FLEX PLIERS MOTOR | SEBIA |  | 344.4
50000080S | SYRINGE MOTOR (M17) | SEBIA |  | 236.4
50000083S | RACK Z MOTOR (M3) | SEBIA |  | 220.8
50000084S | RACK Y MOTOR (M2) | SEBIA |  | 280.8
50000085S | ARM Z MOTOR (M13) | SEBIA |  | 240
50000086AS | ARM Y MOTOR (M12) | SEBIA |  | 278.4
50000087BS | ARM X MOTOR (M11) | SEBIA |  | 295.2
50000088S | SEGMENT LOADER MOTOR (M6) | SEBIA |  | 212.4
50000089S | M7 MOTOR µPLATE STACKER | SEBIA |  | 199.2
50000090S | INJECTION Y MOTOR (M9) | SEBIA |  | 200.4
50000091AS | INJECTION Z MOTOR (M8) | SEBIA |  | 214.8
50000092S | VALVES MOTOR (M15-16) | SEBIA |  | 91
50000093S | DISTRIBUTOR MOTOR (M5) | SEBIA |  | 80.4
50000096AS | ARM X MOTOR | SEBIA |  | 553.2
50000100S | FRONT TRANSLATION MOTOR 5 | SEBIA |  | 1128
50000101S | REAR TRANSLATION MOTOR | SEBIA |  | 1174.8
51130087S | SYRINGE EC2/LAMP EC3 SHOCK ABS | SEBIA |  | 5.1
51130097S | CAPI2FP/MCPFP PUMP SHOCK ABSOBER | SEBIA |  | 7.2
51130120S | AIR PUMP SILENT BLOCK | SEBIA |  | 9.6
51130122S | FCCS-2 FLAT CABLE CLIP (Big) | SEBIA |  | 9.6
51130130S | MC FEET | SEBIA |  | 4.8
51130134S | AFCC-8 FLAT CABLE CLIP (Small) | SEBIA |  | 9.6
60010308S | NYLON SCREW M3-8 | SEBIA |  | 2.4
60020306S | NYLON SCREW M3-6 | SEBIA |  | 9.6
61000064S | SHUTTER WASHER | SEBIA |  | 3.6
62003000S | STAINLESS STEEL NUT M3 C2/FP | SEBIA |  | 9.6
62006001S | MC FEET SCREW | SEBIA |  | 3.6
62033012S | BLACK SCREW CHC M3-12 | SEBIA |  | 3.6
62034004S | STAINLESS STEEL SCREW M4-4 | SEBIA |  | 9.6
62063006S | STAINLESS STEEL SCREW M3-6 | SEBIA |  | 9.6
62063010S | STAINLESS STEEL SCREW M3-10 | SEBIA |  | 3.6
62134000S | STAINLESS STEEL WASHER AZ4 | SEBIA |  | 9.6
63000015S | FLAT POINT SCREW 4*4 | SEBIA |  | 9.6
65000010S | DOWEL PIN 3X5 | SEBIA |  | 2.4
90000035S | ULTRASONIC TANK 230V | SEBIA |  | 128.4
90000042S | ORAPI V300 SILICONE OIL 15ML | SEBIA |  | 10.8
90000044BS | MICROC. PROGRAM. SUPERPRO 610B | SEBIA |  | 1413.6
90000051S | FUSE 5X20MM-3.5A-250V | SEBIA |  | 9.6
90000053S | LOAD RESISTANCE | SEBIA |  | 15.6
CAOUT031AS | DISTRIBUTOR TOOL KIT | SEBIA |  | 435.6
CAOUT035S | SET OF SLOTTED WRENCHES | SEBIA |  | 118.8
CAOUT038S | C3 PROBE WASHING HEIGHT GAUGE | SEBIA |  | 132
CAOUT040S | SEGMENT LOADER CALIB. TOOL | SEBIA |  | 4.8
CAOUT049AS | MC ROTATION TRANSF ADJUST TOOL | SEBIA |  | 51.6
CAOUT066S | CAPILLARY MAGNIFYING GLASS | SEBIA |  | 190.8
CAOUT072S | FLUIDIC WRENCH (SHORT) | SEBIA |  | 20.4
CAOUT076S | BARCODE READER ADJ. TOOL | SEBIA |  | 14.4
CAOUT108S | DBS INJECT. LIFT TEACHING TOOL | SEBIA |  | 591.6
CAOUT111S | FLUIDIC WRENCH (LONG) | SEBIA |  | 28.8
CAOUT126S | DBS INJECT POS. CHECKING TOOL | SEBIA |  | 300
CAOUT128S | DISTRIBUTOR GAUGE | SEBIA |  | 92.4
CAOUT129S | RACK LOADING CALIBRATOR | SEBIA |  | 25.2
CAOUT138S | MC RETRACTABLE FINGER ADJ TOOL | SEBIA |  | 42
CAOUT165S | C3 SPACER FOR OPTICAL FIBERS | SEBIA |  | 49.2
CAOUT166S | C3 GAUGE OPTICAL MONOCHROMATOR | SEBIA |  | 170.4
H2OUT003AS | HYD 2 CALIBRATION GAUGE | SEBIA |  | 18
MCOUT001AS | SEBIA FITTINGS KEY | SEBIA |  | 122.4
MCOUT006S | CALIBRATION SYRINGE | SEBIA |  | 50.4
00360 | STA® - Owren-Koller | STAGO |  | 44.7229
00367 | STA® - CaCl2 0.025M | STAGO |  | 38.8966
00526 | STA® - Liatest® Control N + P | STAGO |  | 154.5596
00554 | STA® - Routine QC 2 ml | STAGO |  | 130.3275
00595 | STA® - PTT A 5 | STAGO |  | 179.3585
00596 | STA® - Stachrom® AT III 3 | STAGO |  | 302.342
00597 | STA® - C.K. Prest® 5 | STAGO |  | 65.21
00598 | C.K. Prest® 2 | STAGO |  | 28.8296
00621 | Coag Control N+P | STAGO |  | 150.1279
00625 | Unicalibrator | STAGO |  | 72.6392
00662 | STA® - Liatest® D-Di PLUS | STAGO |  | 590.5159
00669 | STA® - Thrombin 10 | STAGO |  | 102.2196
00673 | STA® - Liquid Fib | STAGO |  | 209.0859
00675 | STA® - Unicalibrator | STAGO |  | 57.1091
00678 | STA® - System Control N + P | STAGO |  | 215.2523
00679 | STA® - Coag Control N+P | STAGO |  | 115.3003
00741 | Microcontainer | STAGO |  | 91.8836
00797 | STA® - mini Reducer | STAGO |  | 94.9965
00801 | STA® - maxi Reducer | STAGO |  | 96.0359
00802 | STA® - Microcups | STAGO |  | 84.3992
00973 | STA® - Cleaner Solution | STAGO |  | 99.3913
00975 | STA® - Desorb U | STAGO |  | 77.3491
01163 | STA® - NeoPTimal 5 | STAGO |  | 26.9855
01164 | STA® - NeoPTimal 10 | STAGO |  | 77.8609
10052603B | WASH CONTAINER WITH CAP | SEBIA |  | 84.41
10052760B | FRONT ELECTRODE (ANODE) | SEBIA |  | 123.3746
10059010S | RFID BOARD WZ CABLE | SEBIA |  | 78.91
10059011S | EV5 WITH CABLE (TYPE 40) | SEBIA |  | 145.09
10059038S | TERA MOTHER PCB | SEBIA |  | 6.0582
10059074B | LOADING PCB (2) | SEBIA |  | 108.13
10059283AS | CENTER. CATHODE TANK+SENSOR 24 | SEBIA |  | 2
10059283S | CENTERED CATHODE TANK | SEBIA |  | 437.15
10059285CS | UNREMOVABLE OPT RECEPT FIBER | SEBIA |  | 1221.56
10059288AS | CENTERED FRONT ELECTRODE | SEBIA |  | 715.2816
1276 | HYDRASYS 2/LC MAINTENANCE KIT | SEBIA |  | 43.52
2059 | CLEAN PROTECT | SEBIA |  | 42.9566
2060 | Capillarys 3 Capilcean | SEBIA |  | 57.2131
2062 | CAPILLARYS 3 WASH SOLUTION (1) | SEBIA |  | 20.9815
2085 | FILTERS FOR CAPILLARYS/ MINICAP SOLUTIONS (10) | SEBIA |  | 65.459
2203 | MINICAP PROTEIN(E) (6) | SEBIA |  | 315.5256
2207 | MINICAP HEMOGLOBIN(E) | SEBIA |  | 346.6484
2251 | MINICAP FLEX-PIERCING CAPICLEAN | SEBIA |  | 63.0123
2503 | CAPI 3 PROTEIN(E) 6 | SEBIA |  | 573.0886
2506 | CAPI 3 NEONAT Hb | SEBIA |  | 891.4147
2507 | CAPI 3 HEMOGLOBIN(E) | SEBIA |  | 598.2659
2515 | CAPI 3 Hb A1c | SEBIA |  | 241.1771
2563 | CAPI 3 NEONAT HEMOLYSING SOLUTION | SEBIA |  | 46.0968
2581 | CAPI 3 BINS FOR USED REAGENT CUPS (5) | SEBIA |  | 29.4708
2582 | CAPI 3 REAGENT CUPS (24 x 14) | SEBIA |  | 57.8236
26674 | Red Stirring Magnet | STAGO |  | 24.1468
27165.1LC | MEMBRANES KIT VACUUM PUMP (Màng bằng cao su P/N: 016712) | LOCAL |  | 54.9317
27425 | White Stirring Bar (2X7) | STAGO |  | 21.89
31004833B | ANODE TANK | SEBIA |  | 4.84
38669 | STA® - Cuvettes | STAGO |  | 892.263
39303 | DISPENSING HEAD AXIS COVER | STAGO |  | 129.28
39430 | STA Satellite Cuvettes | STAGO |  | 240.3408
39645.1LC | Sò nóng lạnh TEC2-19006 | LOCAL |  | 19.5888
39896 | COVER FRONT WITH KEY BOARD | STAGO |  | 682.32
40000560 | CHECK VALVE | SEBIA |  | 6.6006
41100281 | SAMPLE PROBE DETECT. CABLE | SEBIA |  | 52.26
45340045 | FUSE 5X20 3.15A SPT | SEBIA |  | 1.2533
4755 | Hb A1c CAPILLARY CALIBRATORS (2) | SEBIA |  | 131.5521
4757 | CAPI 3 NEONAT Hb AF CONTROL | SEBIA |  | 356.2877
4767 | MUTI-SYSTEM Hb A1c CAPILLARY CONTROLS (10x2) | SEBIA |  | 535.0978
4768 | MULTI-SYSTEM Hb A1c CAPILLARY CONTROLS (2) | SEBIA |  | 60.0135
4778 | NORMAL Hb A2 CONTROL (5) | SEBIA |  | 500.1112
4779 | PATHOLOGICAL Hb A2 CONTROL | SEBIA |  | 147.7395
4785 | NORMAL CONTROL (5) | SEBIA |  | 67.0228
4792 | Hb AFSC CONTROL | SEBIA |  | 152.3891
50000057 | ELEVATOR MOTOR SN >250 | SEBIA |  | 72.37
50000063 | MCP FLEX PLIERS MOTOR | SEBIA |  | 264.21
785-26PCFEB6G | PRESSURE SENSOR for PSR BOARD-Board Mount Pressure Sensors | OVERSEA |  | 119.92
80812 | PCB MEASUREMENT CPU | STAGO |  | 1263.49
88830.1LC | PELTIER KIT V3 (X1)-sò nóng lạnh TEC1-12703 36V | LOCAL |  | 19.5888
89384 | CPU measurement PCB V3 | STAGO |  | 536.26
9202 | Tubes and Caps For Controls (20) | SEBIA |  | 34.7525
KSP63021 | Kit 630 Screen FL W Antiglar | ECHO |  | 0
SFH756V | Led Emitter | LOCAL |  | 13.1189
39645 | Peltier assy (satellite) | Stago | ALL | 0
31005395BS | C3T EMISSION OPTICAL FIBERS | Sebia | TERA, DBS | 1318.4854